## Cost Ref
|  |  |  | Vici Rotary valve | Improved ViciR valve | Nest Possible Vici Valve |  | Burkert Bulkhead Valve | Burkert 6604 valve stack | Burkert 4.5mm valve stack |  | Syringe Pump |  | Clamp | Heater |  | Manip | Combined Carousel | Carousel | Carousel Drive | Elevator | More Elevator | Bag hanger | Bag Additional | Waste | Servo Axis (Dwarf) | Absolute axis (R Valve) | Latching Solenoids | Sensor Board | Heater Driver | Sleepy
Unit Dimensions | x |  | mm | 170 |  |  |  | 34 | 75 |  |  | 244 |  | 220 | 50 |  | 170 |  | 140 |  | 35 |  | 18 |  |  | 100 | 100 | 100 | 100 | 50 | 400
| y |  | mm | 64 |  |  |  | 87 | 15 |  |  | 55 |  | 50 | 50 |  | 115 |  | 140 |  | 55 |  | 132 |  |  | 100 | 100 | 100 | 80 | 75 | 320
| z |  | mm | 45 |  |  |  | 55 | 46 |  |  | 75 |  | 90 | 40 |  | 95 |  | 16 |  | 16 |  | 350 |  |  | 18 | 18 | 18 | 18 | 35 | 50
Base Dimensions | x | [7 empty] | 75 | [9 empty] | 150 |  | 80 | 90
| y | [7 empty] | 25 | [9 empty] | 150 |  | 80 | 50
| z | [7 empty] | 46 | [9 empty] | 36 |  | 60 | 60
Volume Cost
| m | 16387.064 | cu-in | 29.8772 |  |  |  | 9.928 | 3.158 |  |  | 61.4204 |  | 60.4135 | 6.1024 |  | 113.3363 | 3.5028 | 3.1895 | 0 | 0.31326 | 0 | 50.7473 | 0.12205 | 0.12205 | 5.4921 | 1.373 | 0.68652 | 8.7874 | 8.0094 | 390.552
| X |  |  | each |  |  |  |  | qty |  |  | each |  | each | each |  | each | qty pucks |  | qty pucks | qty pucks | qty pucks | ea | ml | ml | ea | ea | ea | ea control point | ea heater | ea
| b | 16387.064 | cu-in | 0 | 0 | 0 | 0 | 0 | 5.2633 |  |  | 0 | [5 empty] | 104.3388 | 49.4292 | 15 | 23.4331 | 16.4764 | 0 | 0 |  | 0 | 0
Mass Cost | m
X
n
Test |  |  | inpuy | 5 |  |  |  | 2 | 8 |  |  | 2 |  | 1 | 1 |  | 1 | 132 |  |  |  |  | 10 | 3500 | 3500 | 10 | 5 | 10 | 1 | 1 | 1
|  |  |  | 149.3861 | 0 | 0 | 0 | 19.8559 | 30.5271 | 0 | 0 | 122.8408 | 0 | 60.4135 | 6.1024 | 0 | 113.3363 | 566.7035 |  |  |  |  | 507.4735 | 427.1679 | 427.1662 | 54.9214 | 6.8652 | 6.8652 | 8.7874 | 8.0094 | 390.552 | 2906.9737

## Seq
Volume, L | 14 | 2.4 | [21 empty] | 11.6
x |  | 2
m |  | 1
b |  | 0.4 | [21 empty] | 11.6
0
Mass, kg
| Draft | Sequester |  | Isolation |  | Filter |  | Filter Pump |  | Lyse, Sample Prep |  | Reagent Storage |  | Reagent Dosing |  | Transfer to AM |  | Archive |  | Archive Preservation |  | Archive Storage |  | Repeat |  | Pressure Housing |  | Total ESP Envelop |  | Platform |  | Control
Functional Req
Volume |  | 2 | L
Acquisition Time |  | 60 | sec
Particle Size |  | 0.5 | mm
Filter Rate |  |  | min
Cross Contamination |  |  | X
Open Depth
Max Depth
Lysate volume
Lyse methods
Reagent number
Qty AM's
Archive methods
Qty Filter events
Qty Archive events
Max AUV Extension
Req'd AUV equip
AM vol
AM mass
Internal In Req
Ports |  | 0 | 0 | 0 | 0 | 0 | 0 | 0 | 0 | 0 | 0 | 0 | 0 | 0 | 0 | 0 | 0 | 0 | 0 | 0 | 0 | 0 | 0 | 0 | 0 | 0 | 0 | 0 | 0 | 0 | 0 | 0 | 0
Tubing |  | 0 | 0 | 0 | 0 | 0 | 0 | 0 | 0 | 0 | 0 | 0 | 0 | 0 | 0 | 0 | 0 | 0 | 0 | 0 | 0 | 0 | 0 | 0 | 0 | 0 | 0 | 0 | 0 | 0 | 0 | 0 | 0
Control |  | 0 | 0 | 0 | 0 | 0 | 0 | 0 | 0 | 0 | 0 | 0 | 0 | 0 | 0 | 0 | 0 | 0 | 0 | 0 | 0 | 0 | 0 | 0 | 0 | 0 | 0 | 0 | 0 | 0 | 0 | 0 | 0
Pumping |  | 0 | 0 | 0 | 0 | 0 | 0 | 0 | 0 | 0 | 0 | 0 | 0 | 0 | 0 | 0 | 0 | 0 | 0 | 0 | 0 | 0 | 0 | 0 | 0 | 0 | 0 | 0 | 0 | 0 | 0 | 0 | 0
Valving |  | 0 | 0 | 0 | 0 | 0 | 0 | 0 | 0 | 0 | 0 | 0 | 0 | 0 | 0 | 0 | 0 | 0 | 0 | 0 | 0 | 0 | 0 | 0 | 0 | 0 | 0 | 0 | 0 | 0 | 0 | 0 | 0
Space |  | 0 | 0 | 0 | 0 | 0 | 0 | 0 | 0 | 0 | 0 | 0 | 0 | 0 | 0 | 0 | 0 | 0 | 0 | 0 | 0 | 0 | 0 | 0 | 0 | 0 | 0 | 0 | 0 | 0 | 0 | 0 | 0
Mass |  | 0 | 0 | 0 | 0 | 0 | 0 | 0 | 0 | 0 | 0 | 0 | 0 | 0 | 0 | 0 | 0 | 0 | 0 | 0 | 0 | 0 | 0 | 0 | 0 | 0 | 0 | 0 | 0 | 0 | 0 | 0 | 0
Max dP |  | 0 | 0 | 0 | 0 | 0 | 0 | 0 | 0 | 0 | 0 | 0 | 0 | 0 | 0 | 0 | 0 | 0 | 0 | 0 | 0 | 0 | 0 | 0 | 0 | 0 | 0 | 0 | 0 | 0 | 0 | 0 | 0
Lysate Vol |  | 0 | 0 | 0 | 0 | 0 | 0 | 0 | 0 | 0 | 0 | 0 | 0 | 0 | 0 | 0 | 0 | 0 | 0 | 0 | 0 | 0 | 0 | 0 | 0 | 0 | 0 | 0 | 0 | 0 | 0 | 0 | 0
0 |  | 0 | 0 | 0 | 0 | 0 | 0 | 0 | 0 | 0 | 0 | 0 | 0 | 0 | 0 | 0 | 0 | 0 | 0 | 0 | 0 | 0 | 0 | 0 | 0 | 0 | 0 | 0 | 0 | 0 | 0 | 0 | 0
Arch Type A |  | 0 | 0 | 0 | 0 | 0 | 0 | 0 | 0 | 0 | 0 | 0 | 0 | 0 | 0 | 0 | 0 | 0 | 0 | 0 | 0 | 0 | 0 | 0 | 0 | 0 | 0 | 0 | 0 | 0 | 0 | 0 | 0
Arch Type B |  | 0 | 0 | 0 | 0 | 0 | 0 | 0 | 0 | 0 | 0 | 0 | 0 | 0 | 0 | 0 | 0 | 0 | 0 | 0 | 0 | 0 | 0 | 0 | 0 | 0 | 0 | 0 | 0 | 0 | 0 | 0 | 0
Arch Type C |  | 0 | 0 | 0 | 0 | 0 | 0 | 0 | 0 | 0 | 0 | 0 | 0 | 0 | 0 | 0 | 0 | 0 | 0 | 0 | 0 | 0 | 0 | 0 | 0 | 0 | 0 | 0 | 0 | 0 | 0 | 0 | 0
0 |  | 0 | 0 | 0 | 0 | 0 | 0 | 0 | 0 | 0 | 0 | 0 | 0 | 0 | 0 | 0 | 0 | 0 | 0 | 0 | 0 | 0 | 0 | 0 | 0 | 0 | 0 | 0 | 0 | 0 | 0 | 0 | 0
Reuse |  | 0 | 0 | 0 | 0 | 0 | 0 | 0 | 0 | 0 | 0 | 0 | 0 | 0 | 0 | 0 | 0 | 0 | 0 | 0 | 0 | 0 | 0 | 0 | 0 | 0 | 0 | 0 | 0 | 0 | 0 | 0 | 0
Clean |  | 0 | 0 | 0 | 0 | 0 | 0 | 0 | 0 | 0 | 0 | 0 | 0 | 0 | 0 | 0 | 0 | 0 | 0 | 0 | 0 | 0 | 0 | 0 | 0 | 0 | 0 | 0 | 0 | 0 | 0 | 0 | 0
Replace |  | 0 | 0 | 0 | 0 | 0 | 0 | 0 | 0 | 0 | 0 | 0 | 0 | 0 | 0 | 0 | 0 | 0 | 0 | 0 | 0 | 0 | 0 | 0 | 0 | 0 | 0 | 0 | 0 | 0 | 0 | 0 | 0
Duplicate |  | 0 | 0 | 0 | 0 | 0 | 0 | 0 | 0 | 0 | 0 | 0 | 0 | 0 | 0 | 0 | 0 | 0 | 0 | 0 | 0 | 0 | 0 | 30 | times | 0 | 0 | 0 | 0 | 0 | 0 | 0 | 0
0 |  | 0 | 0 | 0 | 0 | 0 | 0 | 0 | 0 | 0 | 0 | 0 | 0 | 0 | 0 | 0 | 0 | 0 | 0 | 0 | 0 | 0 | 0 | 0 | 0 | 0 | 0 | 0 | 0 | 0 | 0 | 0 | 0
0 |  | 0 | 0 | 0 | 0 | 0 | 0 | 0 | 0 | 0 | 0 | 0 | 0 | 0 | 0 | 0 | 0 | 0 | 0 | 0 | 0 | 0 | 0 | 0 | 0 | 0 | 0 | 0 | 0 | 0 | 0 | 0 | 0
Reagent A |  | 0 | 0 | 0 | 0 | 0 | 0 | 0 | 0 | 0 | 0 | 0 | 0 | 0 | 0 | 0 | 0 | 0 | 0 | 0 | 0 | 0 | 0 | 0 | 0 | 0 | 0 | 0 | 0 | 0 | 0 | 0 | 0
Reagent B |  | 0 | 0 | 0 | 0 | 0 | 0 | 0 | 0 | 0 | 0 | 0 | 0 | 0 | 0 | 0 | 0 | 0 | 0 | 0 | 0 | 0 | 0 | 0 | 0 | 0 | 0 | 0 | 0 | 0 | 0 | 0 | 0
Reagent C |  | 0 | 0 | 0 | 0 | 0 | 0 | 0 | 0 | 0 | 0 | 0 | 0 | 0 | 0 | 0 | 0 | 0 | 0 | 0 | 0 | 0 | 0 | 0 | 0 | 0 | 0 | 0 | 0 | 0 | 0 | 0 | 0
Reagent D |  | 0 | 0 | 0 | 0 | 0 | 0 | 0 | 0 | 0 | 0 | 0 | 0 | 0 | 0 | 0 | 0 | 0 | 0 | 0 | 0 | 0 | 0 | 0 | 0 | 0 | 0 | 0 | 0 | 0 | 0 | 0 | 0
Reagent E |  | 0 | 0 | 0 | 0 | 0 | 0 | 0 | 0 | 0 | 0 | 0 | 0 | 0 | 0 | 0 | 0 | 0 | 0 | 0 | 0 | 0 | 0 | 0 | 0 | 0 | 0 | 0 | 0 | 0 | 0 | 0 | 0
Reagent F |  | 0 | 0 | 0 | 0 | 0 | 0 | 0 | 0 | 0 | 0 | 0 | 0 | 0 | 0 | 0 | 0 | 0 | 0 | 0 | 0 | 0 | 0 | 0 | 0 | 0 | 0 | 0 | 0 | 0 | 0 | 0 | 0
Reagent G |  | 0 | 0 | 0 | 0 | 0 | 0 | 0 | 0 | 0 | 0 | 0 | 0 | 0 | 0 | 0 | 0 | 0 | 0 | 0 | 0 | 0 | 0 | 0 | 0 | 0 | 0 | 0 | 0 | 0 | 0 | 0 | 0
Reagent H |  | 0 | 0 | 0 | 0 | 0 | 0 | 0 | 0 | 0 | 0 | 0 | 0 | 0 | 0 | 0 | 0 | 0 | 0 | 0 | 0 | 0 | 0 | 0 | 0 | 0 | 0 | 0 | 0 | 0 | 0 | 0 | 0
Reagent I |  | 0 | 0 | 0 | 0 | 0 | 0 | 0 | 0 | 0 | 0 | 0 | 0 | 0 | 0 | 0 | 0 | 0 | 0 | 0 | 0 | 0 | 0 | 0 | 0 | 0 | 0 | 0 | 0 | 0 | 0 | 0 | 0
Reagent J |  | 0 | 0 | 0 | 0 | 0 | 0 | 0 | 0 | 0 | 0 | 0 | 0 | 0 | 0 | 0 | 0 | 0 | 0 | 0 | 0 | 0 | 0 | 0 | 0 | 0 | 0 | 0 | 0 | 0 | 0 | 0 | 0
0 |  | 0 | 0 | 0 | 0 | 0 | 0 | 0 | 0 | 0 | 0 | 0 | 0 | 0 | 0 | 0 | 0 | 0 | 0 | 0 | 0 | 0 | 0 | 0 | 0 | 0 | 0 | 0 | 0 | 0 | 0 | 0 | 0
0 |  | 0 | 0 | 0 | 0 | 0 | 0 | 0 | 0 | 0 | 0 | 0 | 0 | 0 | 0 | 0 | 0 | 0 | 0 | 0 | 0 | 0 | 0 | 0 | 0 | 0 | 0 | 0 | 0 | 0 | 0 | 0 | 0
0 |  | 0 | 0 | 0 | 0 | 0 | 0 | 0 | 0 | 0 | 0 | 0 | 0 | 0 | 0 | 0 | 0 | 0 | 0 | 0 | 0 | 0 | 0 | 0 | 0 | 0 | 0 | 0 | 0 | 0 | 0 | 0 | 0
0 |  | 0 | 0 | 0 | 0 | 0 | 0 | 0 | 0 | 0 | 0 | 0 | 0 | 0 | 0 | 0 | 0 | 0 | 0 | 0 | 0 | 0 | 0 | 0 | 0 | 0 | 0 | 0 | 0 | 0 | 0 | 0 | 0
Waste 1 |  | 0 | 0 | 0 | 0 | 0 | 0 | 0 | 0 | 0 | 0 | 0 | 0 | 0 | 0 | 0 | 0 | 0 | 0 | 0 | 0 | 0 | 0 | 0 | 0 | 0 | 0 | 0 | 0 | 0 | 0 | 0 | 0
Waste 2 |  | 0 | 0 | 0 | 0 | 0 | 0 | 0 | 0 | 0 | 0 | 0 | 0 | 0 | 0 | 0 | 0 | 0 | 0 | 0 | 0 | 0 | 0 | 0 | 0 | 0 | 0 | 0 | 0 | 0 | 0 | 0 | 0
Waste 3 |  | 0 | 0 | 0 | 0 | 0 | 0 | 0 | 0 | 0 | 0 | 0 | 0 | 0 | 0 | 0 | 0 | 0 | 0 | 0 | 0 | 0 | 0 | 0 | 0 | 0 | 0 | 0 | 0 | 0 | 0 | 0 | 0
0 |  | 0 | 0 | 0 | 0 | 0 | 0 | 0 | 0 | 0 | 0 | 0 | 0 | 0 | 0 | 0 | 0 | 0 | 0 | 0 | 0 | 0 | 0 | 0 | 0 | 0 | 0 | 0 | 0 | 0 | 0 | 0 | 0
|  | 1 | 2 | 3 | 4 | 5 | 6 | 7 | 8 | 9 | 10 | 11 | 12 | 13 | 14 | 15 | 16 | 17 | 18 | 19 | 20 | 21 | 22 | 23 | 24 | 25 | 26 | 27 | 28 | 29 | 30 | 31 | 32
Internal Out Req
Ports |  | 3: 31; 4: qty; 27: 62; 28: sq-in
Tubing
Control
Pumping
Valving
Space |  | 25: 0; 26: cu-in; 28: cu-in
Mass
Max dP
Lysate Vol
Arch Type A
Arch Type B
Arch Type C
Reuse |  | 24: times
Clean |  | 24: times
Replace |  | 24: times
Duplicate |  | 24: times
Reagent A
Reagent B
Reagent C
Reagent D
Reagent E
Reagent F
Reagent G
Reagent H
Reagent I
Reagent J
Waste 1
Waste 2
Waste 3
|  | 1 | 2 | 3 | 4 | 5 | 6 | 7 | 8 | 9 | 10 | 11 | 12 | 13 | 14 | 15 | 16 | 17 | 18 | 19 | 20 | 21 | 22 | 23 | 24 | 25 | 26 | 27 | 28 | 29 | 30 | 31 | 32
|  | 0 | 0 | 0 | 0 | 0 | 0 | 0 | 0 | 0 | 0 | 0 | 0 | 0 | 0 | 0 | 0 | 0 | 0 | 0 | 0 | 0 | 0 | 0 | 0 | 0 | 0 | 0 | 0 | 0 | 0 | 0 | 0

## Iso
Volume, L | 1 |  | 1 | [21 empty] | 0
x |  |  | 31
m |  |  | 0.2
b |  |  | 0 | [21 empty] | 0
0
Mass, kg
| Draft | 0 | Sequester | 0 | Isolation | 0 | Filter | 0 | Filter Pump | 0 | Lyse, Sample Prep | 0 | Reagent Storage | 0 | Reagent Dosing | 0 | Transfer to AM | 0 | Archive | 0 | Archive Preservation | 0 | Archive Storage | 0 | Repeat | 0 | Pressure Housing | 0 | Total ESP Envelop | 0 | Platform | 0 | Control | 0
Functional Req
Volume |  |  |  |  | 2 | L
Acquisition Time
Particle Size |  |  |  |  | 0.5 | mm
Filter Rate |  |  |  |  | 30 | min
Cross Contamination | [5 empty] | yes
Open Depth |  |  |  |  | 200 | m
Max Depth |  |  |  |  | 300 | m
Lysate volume
Lyse methods
Reagent number
Qty AM's
Archive methods
Qty Filter events
Qty Archive events
0
0
0
0
Max AUV Extension
Req'd AUV equip
AM vol
AM mass
0
0
0
0
0
0
0
Internal In Req
Ports |  |  | 31 | qty | 0 | 0 | 0 | 0 | 0 | qty | 0 | 0 | 0 | 0 | 0 | 0 | 0 | 0 | 0 | 0 | 0 | 0 | 0 | 0 | 0 | 0 | 0 | 0 | 0 | 0 | 0 | 0 | 0 | 0
Tubing |  |  | 0 | 0 | 0 | 0 | 0 | 0 | 0 | 0 | 0 | 0 | 0 | 0 | 0 | 0 | 0 | 0 | 0 | 0 | 0 | 0 | 0 | 0 | 0 | 0 | 0 | 0 | 0 | 0 | 0 | 0 | 0 | 0
Control |  |  | 0 | 0 | 0 | 0 | 0 | 0 | 0 | 0 | 0 | 0 | 0 | 0 | 0 | 0 | 0 | 0 | 0 | 0 | 0 | 0 | 0 | 0 | 0 | 0 | 0 | 0 | 0 | 0 | 0 | 0 | 0 | 0
Pumping |  |  | 0 | 0 | 0 | 0 | 0 | 0 | 0 | 0 | 0 | 0 | 0 | 0 | 0 | 0 | 0 | 0 | 0 | 0 | 0 | 0 | 0 | 0 | 0 | 0 | 0 | 0 | 0 | 0 | 0 | 0 | 0 | 0
Valving |  |  | 0 | 0 | 0 | 0 | 0 | 0 | 0 | 0 | 0 | 0 | 0 | 0 | 0 | 0 | 0 | 0 | 0 | 0 | 0 | 0 | 0 | 0 | 0 | 0 | 0 | 0 | 0 | 0 | 0 | 0 | 0 | 0
Space |  |  | 0 | 0 | 0 | 0 | 0 | 0 | 0 | 0 | 0 | 0 | 0 | 0 | 0 | 0 | 0 | 0 | 0 | 0 | 0 | 0 | 0 | 0 | 0 | 0 | 0 | 0 | 0 | 0 | 0 | 0 | 0 | 0
Mass |  |  | 0 | 0 | 0 | 0 | 0 | 0 | 0 | 0 | 0 | 0 | 0 | 0 | 0 | 0 | 0 | 0 | 0 | 0 | 0 | 0 | 0 | 0 | 0 | 0 | 0 | 0 | 0 | 0 | 0 | 0 | 0 | 0
Max dP |  |  | 0 | 0 | 0 | 0 | 0 | 0 | 0 | 0 | 0 | 0 | 0 | 0 | 0 | 0 | 0 | 0 | 0 | 0 | 0 | 0 | 0 | 0 | 0 | 0 | 0 | 0 | 0 | 0 | 0 | 0 | 0 | 0
Lysate Vol |  |  | 0 | 0 | 0 | 0 | 0 | 0 | 0 | 0 | 0 | 0 | 0 | 0 | 0 | 0 | 0 | 0 | 0 | 0 | 0 | 0 | 0 | 0 | 0 | 0 | 0 | 0 | 0 | 0 | 0 | 0 | 0 | 0
0 |  |  | 0 | 0 | 0 | 0 | 0 | 0 | 0 | 0 | 0 | 0 | 0 | 0 | 0 | 0 | 0 | 0 | 0 | 0 | 0 | 0 | 0 | 0 | 0 | 0 | 0 | 0 | 0 | 0 | 0 | 0 | 0 | 0
Arch Type A |  |  | 0 | 0 | 0 | 0 | 0 | 0 | 0 | 0 | 0 | 0 | 0 | 0 | 0 | 0 | 0 | 0 | 0 | 0 | 0 | 0 | 0 | 0 | 0 | 0 | 0 | 0 | 0 | 0 | 0 | 0 | 0 | 0
Arch Type B |  |  | 0 | 0 | 0 | 0 | 0 | 0 | 0 | 0 | 0 | 0 | 0 | 0 | 0 | 0 | 0 | 0 | 0 | 0 | 0 | 0 | 0 | 0 | 0 | 0 | 0 | 0 | 0 | 0 | 0 | 0 | 0 | 0
Arch Type C |  |  | 0 | 0 | 0 | 0 | 0 | 0 | 0 | 0 | 0 | 0 | 0 | 0 | 0 | 0 | 0 | 0 | 0 | 0 | 0 | 0 | 0 | 0 | 0 | 0 | 0 | 0 | 0 | 0 | 0 | 0 | 0 | 0
0 |  |  | 0 | 0 | 0 | 0 | 0 | 0 | 0 | 0 | 0 | 0 | 0 | 0 | 0 | 0 | 0 | 0 | 0 | 0 | 0 | 0 | 0 | 0 | 0 | 0 | 0 | 0 | 0 | 0 | 0 | 0 | 0 | 0
Reuse |  |  | 0 | 0 | 0 | 0 | 0 | 0 | 0 | 0 | 0 | 0 | 0 | 0 | 0 | 0 | 0 | 0 | 0 | 0 | 0 | 0 | 0 | 0 | 0 | 0 | 0 | 0 | 0 | 0 | 0 | 0 | 0 | 0
Clean |  |  | 0 | 0 | 0 | 0 | 0 | 0 | 0 | 0 | 0 | 0 | 0 | 0 | 0 | 0 | 0 | 0 | 0 | 0 | 0 | 0 | 0 | 0 | 0 | 0 | 0 | 0 | 0 | 0 | 0 | 0 | 0 | 0
Replace |  |  | 0 | 0 | 0 | 0 | 0 | 0 | 0 | 0 | 0 | 0 | 0 | 0 | 0 | 0 | 0 | 0 | 0 | 0 | 0 | 0 | 0 | 0 | 0 | 0 | 0 | 0 | 0 | 0 | 0 | 0 | 0 | 0
Duplicate |  |  | 0 | 0 | 0 | 0 | 0 | 0 | 0 | 0 | 0 | 0 | 0 | 0 | 0 | 0 | 0 | 0 | 0 | 0 | 0 | 0 | 0 | 0 | 0 | times | 0 | 0 | 0 | 0 | 0 | 0 | 0 | 0
0 |  |  | 0 | 0 | 0 | 0 | 0 | 0 | 0 | 0 | 0 | 0 | 0 | 0 | 0 | 0 | 0 | 0 | 0 | 0 | 0 | 0 | 0 | 0 | 0 | 0 | 0 | 0 | 0 | 0 | 0 | 0 | 0 | 0
0 |  |  | 0 | 0 | 0 | 0 | 0 | 0 | 0 | 0 | 0 | 0 | 0 | 0 | 0 | 0 | 0 | 0 | 0 | 0 | 0 | 0 | 0 | 0 | 0 | 0 | 0 | 0 | 0 | 0 | 0 | 0 | 0 | 0
Reagent A |  |  | 0 | 0 | 0 | 0 | 0 | 0 | 0 | 0 | 0 | 0 | 0 | 0 | 0 | 0 | 0 | 0 | 0 | 0 | 0 | 0 | 0 | 0 | 0 | 0 | 0 | 0 | 0 | 0 | 0 | 0 | 0 | 0
Reagent B |  |  | 0 | 0 | 0 | 0 | 0 | 0 | 0 | 0 | 0 | 0 | 0 | 0 | 0 | 0 | 0 | 0 | 0 | 0 | 0 | 0 | 0 | 0 | 0 | 0 | 0 | 0 | 0 | 0 | 0 | 0 | 0 | 0
Reagent C |  |  | 0 | 0 | 0 | 0 | 0 | 0 | 0 | 0 | 0 | 0 | 0 | 0 | 0 | 0 | 0 | 0 | 0 | 0 | 0 | 0 | 0 | 0 | 0 | 0 | 0 | 0 | 0 | 0 | 0 | 0 | 0 | 0
Reagent D |  |  | 0 | 0 | 0 | 0 | 0 | 0 | 0 | 0 | 0 | 0 | 0 | 0 | 0 | 0 | 0 | 0 | 0 | 0 | 0 | 0 | 0 | 0 | 0 | 0 | 0 | 0 | 0 | 0 | 0 | 0 | 0 | 0
Reagent E |  |  | 0 | 0 | 0 | 0 | 0 | 0 | 0 | 0 | 0 | 0 | 0 | 0 | 0 | 0 | 0 | 0 | 0 | 0 | 0 | 0 | 0 | 0 | 0 | 0 | 0 | 0 | 0 | 0 | 0 | 0 | 0 | 0
Reagent F |  |  | 0 | 0 | 0 | 0 | 0 | 0 | 0 | 0 | 0 | 0 | 0 | 0 | 0 | 0 | 0 | 0 | 0 | 0 | 0 | 0 | 0 | 0 | 0 | 0 | 0 | 0 | 0 | 0 | 0 | 0 | 0 | 0
Reagent G |  |  | 0 | 0 | 0 | 0 | 0 | 0 | 0 | 0 | 0 | 0 | 0 | 0 | 0 | 0 | 0 | 0 | 0 | 0 | 0 | 0 | 0 | 0 | 0 | 0 | 0 | 0 | 0 | 0 | 0 | 0 | 0 | 0
Reagent H |  |  | 0 | 0 | 0 | 0 | 0 | 0 | 0 | 0 | 0 | 0 | 0 | 0 | 0 | 0 | 0 | 0 | 0 | 0 | 0 | 0 | 0 | 0 | 0 | 0 | 0 | 0 | 0 | 0 | 0 | 0 | 0 | 0
Reagent I |  |  | 0 | 0 | 0 | 0 | 0 | 0 | 0 | 0 | 0 | 0 | 0 | 0 | 0 | 0 | 0 | 0 | 0 | 0 | 0 | 0 | 0 | 0 | 0 | 0 | 0 | 0 | 0 | 0 | 0 | 0 | 0 | 0
Reagent J |  |  | 0 | 0 | 0 | 0 | 0 | 0 | 0 | 0 | 0 | 0 | 0 | 0 | 0 | 0 | 0 | 0 | 0 | 0 | 0 | 0 | 0 | 0 | 0 | 0 | 0 | 0 | 0 | 0 | 0 | 0 | 0 | 0
0 |  |  | 0 | 0 | 0 | 0 | 0 | 0 | 0 | 0 | 0 | 0 | 0 | 0 | 0 | 0 | 0 | 0 | 0 | 0 | 0 | 0 | 0 | 0 | 0 | 0 | 0 | 0 | 0 | 0 | 0 | 0 | 0 | 0
0 |  |  | 0 | 0 | 0 | 0 | 0 | 0 | 0 | 0 | 0 | 0 | 0 | 0 | 0 | 0 | 0 | 0 | 0 | 0 | 0 | 0 | 0 | 0 | 0 | 0 | 0 | 0 | 0 | 0 | 0 | 0 | 0 | 0
0 |  |  | 0 | 0 | 0 | 0 | 0 | 0 | 0 | 0 | 0 | 0 | 0 | 0 | 0 | 0 | 0 | 0 | 0 | 0 | 0 | 0 | 0 | 0 | 0 | 0 | 0 | 0 | 0 | 0 | 0 | 0 | 0 | 0
0 |  |  | 0 | 0 | 0 | 0 | 0 | 0 | 0 | 0 | 0 | 0 | 0 | 0 | 0 | 0 | 0 | 0 | 0 | 0 | 0 | 0 | 0 | 0 | 0 | 0 | 0 | 0 | 0 | 0 | 0 | 0 | 0 | 0
Waste 1 |  |  | 0 | 0 | 0 | 0 | 0 | 0 | 0 | 0 | 0 | 0 | 0 | 0 | 0 | 0 | 0 | 0 | 0 | 0 | 0 | 0 | 0 | 0 | 0 | 0 | 0 | 0 | 0 | 0 | 0 | 0 | 0 | 0
Waste 2 |  |  | 0 | 0 | 0 | 0 | 0 | 0 | 0 | 0 | 0 | 0 | 0 | 0 | 0 | 0 | 0 | 0 | 0 | 0 | 0 | 0 | 0 | 0 | 0 | 0 | 0 | 0 | 0 | 0 | 0 | 0 | 0 | 0
Waste 3 |  |  | 0 | 0 | 0 | 0 | 0 | 0 | 0 | 0 | 0 | 0 | 0 | 0 | 0 | 0 | 0 | 0 | 0 | 0 | 0 | 0 | 0 | 0 | 0 | 0 | 0 | 0 | 0 | 0 | 0 | 0 | 0 | 0
0 |  |  | 0 | 0 | 0 | 0 | 0 | 0 | 0 | 0 | 0 | 0 | 0 | 0 | 0 | 0 | 0 | 0 | 0 | 0 | 0 | 0 | 0 | 0 | 0 | 0 | 0 | 0 | 0 | 0 | 0 | 0 | 0 | 0
0 |  |  | 3 | 4 | 5 | 6 | 7 | 8 | 9 | 10 | 11 | 12 | 13 | 14 | 15 | 16 | 17 | 18 | 19 | 20 | 21 | 22 | 23 | 24 | 25 | 26 | 27 | 28 | 29 | 30 | 31 | 32 | 33 | 34
Internal Out Req
Ports |  |  | 28: Area; 30: Area
Tubing
Control
Pumping
Valving
Space |  |  | 28: cu-in; 30: cu-in
Mass
Max dP
Lysate Vol
0
Arch Type A
Arch Type B
Arch Type C
0
Reuse |  |  | 26: times
Clean |  |  | 26: times
Replace |  |  | 26: times
Duplicate |  |  | 26: times
0
0
Reagent A
Reagent B
Reagent C
Reagent D
Reagent E
Reagent F
Reagent G
Reagent H
Reagent I
Reagent J
0
0
0
0
Waste 1
Waste 2
Waste 3
0
0 |  |  | 3 | 4 | 5 | 6 | 7 | 8 | 9 | 10 | 11 | 12 | 13 | 14 | 15 | 16 | 17 | 18 | 19 | 20 | 21 | 22 | 23 | 24 | 25 | 26 | 27 | 28 | 29 | 30 | 31 | 32 | 33 | 34
|  |  | 0 | 0 | 0 | 0 | 0 | 0 | 0 | 0 | 0 | 0 | 0 | 0 | 0 | 0 | 0 | 0 | 0 | 0 | 0 | 0 | 0 | 0 | 0 | 0 | 0 | 0 | 0 | 0 | 0 | 0 | 0 | 0

## Fil
Volume, L | 0.5 |  | 0.4 |  |  | 0.5 | [18 empty] | -0.4
x |  |  | 0
m |  |  | 1
b |  |  | 0.4 |  |  | 0.5 | [18 empty] | -0.4
0
Mass, kg
| Draft | 0 | Sequester | 0 | Isolation | 0 | Filter | 0 | Filter Pump | 0 | Lyse, Sample Prep | 0 | Reagent Storage | 0 | Reagent Dosing | 0 | Transfer to AM | 0 | Archive | 0 | Archive Preservation | 0 | Archive Storage | 0 | Repeat | 0 | Pressure Housing | 0 | Total ESP Envelop | 0 | Platform | 0 | Control | 0
Functional Req
Volume | [6 empty] | 2 | L
Acquisition Time
Particle Size | [6 empty] | 0.5 | mm
Filter Rate | [6 empty] | 30 | min
Cross Contamination | [7 empty] | yes
Open Depth
Max Depth
Lysate volume
Lyse methods
Reagent number
Qty AM's
Archive methods
Qty Filter events
Qty Archive events
0
0
0
0
Max AUV Extension
Req'd AUV equip
AM vol
AM mass
0
0
0
0
0
0
0
Internal In Req
Ports |  |  | 0 | 0 | 0 | 0 | 0 | 0 | 0 | 0 | 0 | 0 | 0 | 0 | 0 | 0 | 0 | 0 | 0 | 0 | 0 | 0 | 0 | 0 | 0 | 0 | 0 | 0 | 0 | 0 | 0 | 0 | 0 | 0
Tubing |  |  | 0 | 0 | 0 | 0 | 0 | 0 | 0 | 0 | 0 | 0 | 0 | 0 | 0 | 0 | 0 | 0 | 0 | 0 | 0 | 0 | 0 | 0 | 0 | 0 | 0 | 0 | 0 | 0 | 0 | 0 | 0 | 0
Control |  |  | 0 | 0 | 0 | 0 | 0 | 0 | 0 | 0 | 0 | 0 | 0 | 0 | 0 | 0 | 0 | 0 | 0 | 0 | 0 | 0 | 0 | 0 | 0 | 0 | 0 | 0 | 0 | 0 | 0 | 0 | 0 | 0
Pumping |  |  | 0 | 0 | 0 | 0 | 0 | 0 | 0 | 0 | 0 | 0 | 0 | 0 | 0 | 0 | 0 | 0 | 0 | 0 | 0 | 0 | 0 | 0 | 0 | 0 | 0 | 0 | 0 | 0 | 0 | 0 | 0 | 0
Valving |  |  | 0 | 0 | 0 | 0 | 0 | 0 | 0 | 0 | 0 | 0 | 0 | 0 | 0 | 0 | 0 | 0 | 0 | 0 | 0 | 0 | 0 | 0 | 0 | 0 | 0 | 0 | 0 | 0 | 0 | 0 | 0 | 0
Space |  |  | 0 | 0 | 0 | 0 | 0 | 0 | 0 | 0 | 0 | 0 | 0 | 0 | 0 | 0 | 0 | 0 | 0 | 0 | 0 | 0 | 0 | 0 | 0 | 0 | 0 | 0 | 0 | 0 | 0 | 0 | 0 | 0
Mass |  |  | 0 | 0 | 0 | 0 | 0 | 0 | 0 | 0 | 0 | 0 | 0 | 0 | 0 | 0 | 0 | 0 | 0 | 0 | 0 | 0 | 0 | 0 | 0 | 0 | 0 | 0 | 0 | 0 | 0 | 0 | 0 | 0
Max dP |  |  | 0 | 0 | 0 | 0 | 0 | 0 | 0 | 0 | 0 | 0 | 0 | 0 | 0 | 0 | 0 | 0 | 0 | 0 | 0 | 0 | 0 | 0 | 0 | 0 | 0 | 0 | 0 | 0 | 0 | 0 | 0 | 0
Lysate Vol |  |  | 0 | 0 | 0 | 0 | 0 | 0 | 0 | 0 | 0 | 0 | 0 | 0 | 0 | 0 | 0 | 0 | 0 | 0 | 0 | 0 | 0 | 0 | 0 | 0 | 0 | 0 | 0 | 0 | 0 | 0 | 0 | 0
0 |  |  | 0 | 0 | 0 | 0 | 0 | 0 | 0 | 0 | 0 | 0 | 0 | 0 | 0 | 0 | 0 | 0 | 0 | 0 | 0 | 0 | 0 | 0 | 0 | 0 | 0 | 0 | 0 | 0 | 0 | 0 | 0 | 0
Arch Type A |  |  | 0 | 0 | 0 | 0 | 0 | 0 | 0 | 0 | 0 | 0 | 0 | 0 | 0 | 0 | 0 | 0 | 0 | 0 | 0 | 0 | 0 | 0 | 0 | 0 | 0 | 0 | 0 | 0 | 0 | 0 | 0 | 0
Arch Type B |  |  | 0 | 0 | 0 | 0 | 0 | 0 | 0 | 0 | 0 | 0 | 0 | 0 | 0 | 0 | 0 | 0 | 0 | 0 | 0 | 0 | 0 | 0 | 0 | 0 | 0 | 0 | 0 | 0 | 0 | 0 | 0 | 0
Arch Type C |  |  | 0 | 0 | 0 | 0 | 0 | 0 | 0 | 0 | 0 | 0 | 0 | 0 | 0 | 0 | 0 | 0 | 0 | 0 | 0 | 0 | 0 | 0 | 0 | 0 | 0 | 0 | 0 | 0 | 0 | 0 | 0 | 0
0 |  |  | 0 | 0 | 0 | 0 | 0 | 0 | 0 | 0 | 0 | 0 | 0 | 0 | 0 | 0 | 0 | 0 | 0 | 0 | 0 | 0 | 0 | 0 | 0 | 0 | 0 | 0 | 0 | 0 | 0 | 0 | 0 | 0
Reuse |  |  | 0 | 0 | 0 | 0 | 0 | 0 | 0 | 0 | 0 | 0 | 0 | 0 | 0 | 0 | 0 | 0 | 0 | 0 | 0 | 0 | 0 | 0 | 0 | 0 | 0 | 0 | 0 | 0 | 0 | 0 | 0 | 0
Clean |  |  | 0 | 0 | 0 | 0 | 0 | 0 | 0 | 0 | 0 | 0 | 0 | 0 | 0 | 0 | 0 | 0 | 0 | 0 | 0 | 0 | 0 | 0 | 0 | 0 | 0 | 0 | 0 | 0 | 0 | 0 | 0 | 0
Replace |  |  | 0 | 0 | 0 | 0 | 0 | 0 | 0 | 0 | 0 | 0 | 0 | 0 | 0 | 0 | 0 | 0 | 0 | 0 | 0 | 0 | 0 | 0 | 0 | 0 | 0 | 0 | 0 | 0 | 0 | 0 | 0 | 0
Duplicate |  |  | 0 | 0 | 0 | 0 | 0 | 0 | 0 | 0 | 0 | 0 | 0 | 0 | 0 | 0 | 0 | 0 | 0 | 0 | 0 | 0 | 0 | 0 | 0 | times | 0 | 0 | 0 | 0 | 0 | 0 | 0 | 0
0 |  |  | 0 | 0 | 0 | 0 | 0 | 0 | 0 | 0 | 0 | 0 | 0 | 0 | 0 | 0 | 0 | 0 | 0 | 0 | 0 | 0 | 0 | 0 | 0 | 0 | 0 | 0 | 0 | 0 | 0 | 0 | 0 | 0
0 |  |  | 0 | 0 | 0 | 0 | 0 | 0 | 0 | 0 | 0 | 0 | 0 | 0 | 0 | 0 | 0 | 0 | 0 | 0 | 0 | 0 | 0 | 0 | 0 | 0 | 0 | 0 | 0 | 0 | 0 | 0 | 0 | 0
Reagent A |  |  | 0 | 0 | 0 | 0 | 0 | 0 | 0 | 0 | 0 | 0 | 0 | 0 | 0 | 0 | 0 | 0 | 0 | 0 | 0 | 0 | 0 | 0 | 0 | 0 | 0 | 0 | 0 | 0 | 0 | 0 | 0 | 0
Reagent B |  |  | 0 | 0 | 0 | 0 | 0 | 0 | 0 | 0 | 0 | 0 | 0 | 0 | 0 | 0 | 0 | 0 | 0 | 0 | 0 | 0 | 0 | 0 | 0 | 0 | 0 | 0 | 0 | 0 | 0 | 0 | 0 | 0
Reagent C |  |  | 0 | 0 | 0 | 0 | 0 | 0 | 0 | 0 | 0 | 0 | 0 | 0 | 0 | 0 | 0 | 0 | 0 | 0 | 0 | 0 | 0 | 0 | 0 | 0 | 0 | 0 | 0 | 0 | 0 | 0 | 0 | 0
Reagent D |  |  | 0 | 0 | 0 | 0 | 0 | 0 | 0 | 0 | 0 | 0 | 0 | 0 | 0 | 0 | 0 | 0 | 0 | 0 | 0 | 0 | 0 | 0 | 0 | 0 | 0 | 0 | 0 | 0 | 0 | 0 | 0 | 0
Reagent E |  |  | 0 | 0 | 0 | 0 | 0 | 0 | 0 | 0 | 0 | 0 | 0 | 0 | 0 | 0 | 0 | 0 | 0 | 0 | 0 | 0 | 0 | 0 | 0 | 0 | 0 | 0 | 0 | 0 | 0 | 0 | 0 | 0
Reagent F |  |  | 0 | 0 | 0 | 0 | 0 | 0 | 0 | 0 | 0 | 0 | 0 | 0 | 0 | 0 | 0 | 0 | 0 | 0 | 0 | 0 | 0 | 0 | 0 | 0 | 0 | 0 | 0 | 0 | 0 | 0 | 0 | 0
Reagent G |  |  | 0 | 0 | 0 | 0 | 0 | 0 | 0 | 0 | 0 | 0 | 0 | 0 | 0 | 0 | 0 | 0 | 0 | 0 | 0 | 0 | 0 | 0 | 0 | 0 | 0 | 0 | 0 | 0 | 0 | 0 | 0 | 0
Reagent H |  |  | 0 | 0 | 0 | 0 | 0 | 0 | 0 | 0 | 0 | 0 | 0 | 0 | 0 | 0 | 0 | 0 | 0 | 0 | 0 | 0 | 0 | 0 | 0 | 0 | 0 | 0 | 0 | 0 | 0 | 0 | 0 | 0
Reagent I |  |  | 0 | 0 | 0 | 0 | 0 | 0 | 0 | 0 | 0 | 0 | 0 | 0 | 0 | 0 | 0 | 0 | 0 | 0 | 0 | 0 | 0 | 0 | 0 | 0 | 0 | 0 | 0 | 0 | 0 | 0 | 0 | 0
Reagent J |  |  | 0 | 0 | 0 | 0 | 0 | 0 | 0 | 0 | 0 | 0 | 0 | 0 | 0 | 0 | 0 | 0 | 0 | 0 | 0 | 0 | 0 | 0 | 0 | 0 | 0 | 0 | 0 | 0 | 0 | 0 | 0 | 0
0 |  |  | 0 | 0 | 0 | 0 | 0 | 0 | 0 | 0 | 0 | 0 | 0 | 0 | 0 | 0 | 0 | 0 | 0 | 0 | 0 | 0 | 0 | 0 | 0 | 0 | 0 | 0 | 0 | 0 | 0 | 0 | 0 | 0
0 |  |  | 0 | 0 | 0 | 0 | 0 | 0 | 0 | 0 | 0 | 0 | 0 | 0 | 0 | 0 | 0 | 0 | 0 | 0 | 0 | 0 | 0 | 0 | 0 | 0 | 0 | 0 | 0 | 0 | 0 | 0 | 0 | 0
0 |  |  | 0 | 0 | 0 | 0 | 0 | 0 | 0 | 0 | 0 | 0 | 0 | 0 | 0 | 0 | 0 | 0 | 0 | 0 | 0 | 0 | 0 | 0 | 0 | 0 | 0 | 0 | 0 | 0 | 0 | 0 | 0 | 0
0 |  |  | 0 | 0 | 0 | 0 | 0 | 0 | 0 | 0 | 0 | 0 | 0 | 0 | 0 | 0 | 0 | 0 | 0 | 0 | 0 | 0 | 0 | 0 | 0 | 0 | 0 | 0 | 0 | 0 | 0 | 0 | 0 | 0
Waste 1 |  |  | 0 | 0 | 0 | 0 | 0 | 0 | 0 | 0 | 0 | 0 | 0 | 0 | 0 | 0 | 0 | 0 | 0 | 0 | 0 | 0 | 0 | 0 | 0 | 0 | 0 | 0 | 0 | 0 | 0 | 0 | 0 | 0
Waste 2 |  |  | 0 | 0 | 0 | 0 | 0 | 0 | 0 | 0 | 0 | 0 | 0 | 0 | 0 | 0 | 0 | 0 | 0 | 0 | 0 | 0 | 0 | 0 | 0 | 0 | 0 | 0 | 0 | 0 | 0 | 0 | 0 | 0
Waste 3 |  |  | 0 | 0 | 0 | 0 | 0 | 0 | 0 | 0 | 0 | 0 | 0 | 0 | 0 | 0 | 0 | 0 | 0 | 0 | 0 | 0 | 0 | 0 | 0 | 0 | 0 | 0 | 0 | 0 | 0 | 0 | 0 | 0
0 |  |  | 0 | 0 | 0 | 0 | 0 | 0 | 0 | 0 | 0 | 0 | 0 | 0 | 0 | 0 | 0 | 0 | 0 | 0 | 0 | 0 | 0 | 0 | 0 | 0 | 0 | 0 | 0 | 0 | 0 | 0 | 0 | 0
0 |  |  | 5 | 6 | 7 | 8 | 9 | 10 | 11 | 12 | 13 | 14 | 15 | 16 | 17 | 18 | 19 | 20 | 21 | 22 | 23 | 24 | 25 | 26 | 27 | 28 | 29 | 30 | 31 | 32 | 33 | 34 | 35 | 36
Internal Out Req
Ports |  |  | 12: qty; 14: qty
Tubing
Control
Pumping
Valving
Space |  |  | 30: cu-in; 32: cu-in
Mass
Max dP |  |  | 12: psig
Lysate Vol
0
Arch Type A
Arch Type B
Arch Type C
0
Reuse |  |  | 28: times
Clean |  |  | 28: times
Replace |  |  | 28: times
Duplicate |  |  | 28: times
0
0
Reagent A
Reagent B
Reagent C
Reagent D
Reagent E
Reagent F
Reagent G
Reagent H
Reagent I
Reagent J
0
0
0
0
Waste 1
Waste 2
Waste 3
0
0 |  |  | 5 | 6 | 7 | 8 | 9 | 10 | 11 | 12 | 13 | 14 | 15 | 16 | 17 | 18 | 19 | 20 | 21 | 22 | 23 | 24 | 25 | 26 | 27 | 28 | 29 | 30 | 31 | 32 | 33 | 34 | 35 | 36
|  |  | 0 | 0 | 0 | 0 | 0 | 0 | 0 | 0 | 0 | 0 | 0 | 0 | 0 | 0 | 0 | 0 | 0 | 0 | 0 | 0 | 0 | 0 | 0 | 0 | 0 | 0 | 0 | 0 | 0 | 0 | 0 | 0

## FPump
0
0
b
Volume, cu in | 0 | [11 empty] | 0
|  |  | 0 | 0 | 0 | 0 | 0 | 0 | 32.5 | 0 | 0 | 0 |  | 0 | 0 | 0 | 0 | 0 | 0 | 0 | 0 | 0 | 0 | 0 | 0 | 0 | 0 | 0 | 0 | 0 | 0 | 0 | 0 | 0
| Draft | 0 | Sequester | 0 | Isolation | 0 | Filter | 0 | Filter Pump | 0 | Lyse, Sample Prep | 0 | Reagent Storage | 0 | Reagent Dosing | 0 | Transfer to AM | 0 | Archive | 0 | Archive Preservation | 0 | Archive Storage | 0 | Repeat | 0 | Pressure Housing | 0 | Total ESP Envelop | 0 | Platform | 0 | Control | 0
Functional Req
Volume | [8 empty] | 2 | L
Acquisition Time
Particle Size | [8 empty] | 0.5 | mm
Filter Rate | [8 empty] | 30 | min
Cross Contamination | [9 empty] | yes
Open Depth
Max Depth
Lysate volume
Lyse methods
Reagent number
Qty AM's
Archive methods
Qty Filter events
Qty Archive events
0
0
0
0
Max AUV Extension
Req'd AUV equip
AM vol
AM mass
0
0
0
0
0
0
0
Internal In Req
Ports |  |  | 0 | 0 | 0 | 0 | 0 | qty | 0 | 0 | 0 | 0 | 0 | 0 | 0 | 0 | 0 | 0 | 0 | qty | 0 | 0 | 0 | 0 | 0 | 0 | 0 | 0 | 0 | 0 | 0 | 0 | 0 | 0
Tubing |  |  | 0 | 0 | 0 | 0 | 0 | 0 | 0 | 0 | 0 | 0 | 0 | 0 | 0 | 0 | 0 | 0 | 0 | 0 | 0 | 0 | 0 | 0 | 0 | 0 | 0 | 0 | 0 | 0 | 0 | 0 | 0 | 0
Control |  |  | 0 | 0 | 0 | 0 | 0 | 0 | 0 | 0 | 0 | 0 | 0 | 0 | 0 | 0 | 0 | 0 | 0 | 0 | 0 | 0 | 0 | 0 | 0 | 0 | 0 | 0 | 0 | 0 | 0 | 0 | 0 | 0
Pumping |  |  | 0 | 0 | 0 | 0 | 0 | 0 | 0 | 0 | 0 | 0 | 0 | 0 | 0 | 0 | 0 | 0 | 0 | 0 | 0 | 0 | 0 | 0 | 0 | 0 | 0 | 0 | 0 | 0 | 0 | 0 | 0 | 0
Valving |  |  | 0 | 0 | 0 | 0 | 0 | 0 | 0 | 0 | 0 | 0 | 0 | 0 | 0 | 0 | 0 | 0 | 0 | 0 | 0 | 0 | 0 | 0 | 0 | 0 | 0 | 0 | 0 | 0 | 0 | 0 | 0 | 0
Space |  |  | 0 | 0 | 0 | 0 | 0 | 0 | 0 | 0 | 0 | 0 | 0 | 0 | 0 | 0 | 0 | 0 | 0 | 0 | 0 | 0 | 0 | 0 | 0 | 0 | 0 | 0 | 0 | 0 | 0 | 0 | 0 | 0
Mass |  |  | 0 | 0 | 0 | 0 | 0 | 0 | 0 | 0 | 0 | 0 | 0 | 0 | 0 | 0 | 0 | 0 | 0 | 0 | 0 | 0 | 0 | 0 | 0 | 0 | 0 | 0 | 0 | 0 | 0 | 0 | 0 | 0
Max dP |  |  | 0 | 0 | 0 | 0 | 0 | psig | 0 | 0 | 0 | 0 | 0 | 0 | 0 | 0 | 0 | 0 | 0 | psig | 0 | 0 | 0 | 0 | 0 | 0 | 0 | 0 | 0 | 0 | 0 | 0 | 0 | 0
Lysate Vol |  |  | 0 | 0 | 0 | 0 | 0 | 0 | 0 | 0 | 0 | 0 | 0 | 0 | 0 | 0 | 0 | 0 | 0 | 0 | 0 | 0 | 0 | 0 | 0 | 0 | 0 | 0 | 0 | 0 | 0 | 0 | 0 | 0
0 |  |  | 0 | 0 | 0 | 0 | 0 | 0 | 0 | 0 | 0 | 0 | 0 | 0 | 0 | 0 | 0 | 0 | 0 | 0 | 0 | 0 | 0 | 0 | 0 | 0 | 0 | 0 | 0 | 0 | 0 | 0 | 0 | 0
Arch Type A |  |  | 0 | 0 | 0 | 0 | 0 | 0 | 0 | 0 | 0 | 0 | 0 | 0 | 0 | 0 | 0 | 0 | 0 | 0 | 0 | 0 | 0 | 0 | 0 | 0 | 0 | 0 | 0 | 0 | 0 | 0 | 0 | 0
Arch Type B |  |  | 0 | 0 | 0 | 0 | 0 | 0 | 0 | 0 | 0 | 0 | 0 | 0 | 0 | 0 | 0 | 0 | 0 | 0 | 0 | 0 | 0 | 0 | 0 | 0 | 0 | 0 | 0 | 0 | 0 | 0 | 0 | 0
Arch Type C |  |  | 0 | 0 | 0 | 0 | 0 | 0 | 0 | 0 | 0 | 0 | 0 | 0 | 0 | 0 | 0 | 0 | 0 | 0 | 0 | 0 | 0 | 0 | 0 | 0 | 0 | 0 | 0 | 0 | 0 | 0 | 0 | 0
0 |  |  | 0 | 0 | 0 | 0 | 0 | 0 | 0 | 0 | 0 | 0 | 0 | 0 | 0 | 0 | 0 | 0 | 0 | 0 | 0 | 0 | 0 | 0 | 0 | 0 | 0 | 0 | 0 | 0 | 0 | 0 | 0 | 0
Reuse |  |  | 0 | 0 | 0 | 0 | 0 | 0 | 0 | 0 | 0 | 0 | 0 | 0 | 0 | 0 | 0 | 0 | 0 | 0 | 0 | 0 | 0 | 0 | 0 | 0 | 0 | 0 | 0 | 0 | 0 | 0 | 0 | 0
Clean |  |  | 0 | 0 | 0 | 0 | 0 | 0 | 0 | 0 | 0 | 0 | 0 | 0 | 0 | 0 | 0 | 0 | 0 | 0 | 0 | 0 | 0 | 0 | 0 | 0 | 0 | 0 | 0 | 0 | 0 | 0 | 0 | 0
Replace |  |  | 0 | 0 | 0 | 0 | 0 | 0 | 0 | 0 | 0 | 0 | 0 | 0 | 0 | 0 | 0 | 0 | 0 | 0 | 0 | 0 | 0 | 0 | 0 | 0 | 0 | 0 | 0 | 0 | 0 | 0 | 0 | 0
Duplicate |  |  | 0 | 0 | 0 | 0 | 0 | 0 | 0 | 0 | 0 | 0 | 0 | 0 | 0 | 0 | 0 | 0 | 0 | 0 | 0 | 0 | 0 | 0 | 0 | times | 0 | 0 | 0 | 0 | 0 | 0 | 0 | 0
0 |  |  | 0 | 0 | 0 | 0 | 0 | 0 | 0 | 0 | 0 | 0 | 0 | 0 | 0 | 0 | 0 | 0 | 0 | 0 | 0 | 0 | 0 | 0 | 0 | 0 | 0 | 0 | 0 | 0 | 0 | 0 | 0 | 0
0 |  |  | 0 | 0 | 0 | 0 | 0 | 0 | 0 | 0 | 0 | 0 | 0 | 0 | 0 | 0 | 0 | 0 | 0 | 0 | 0 | 0 | 0 | 0 | 0 | 0 | 0 | 0 | 0 | 0 | 0 | 0 | 0 | 0
Reagent A |  |  | 0 | 0 | 0 | 0 | 0 | 0 | 0 | 0 | 0 | 0 | 0 | 0 | 0 | 0 | 0 | 0 | 0 | 0 | 0 | 0 | 0 | 0 | 0 | 0 | 0 | 0 | 0 | 0 | 0 | 0 | 0 | 0
Reagent B |  |  | 0 | 0 | 0 | 0 | 0 | 0 | 0 | 0 | 0 | 0 | 0 | 0 | 0 | 0 | 0 | 0 | 0 | 0 | 0 | 0 | 0 | 0 | 0 | 0 | 0 | 0 | 0 | 0 | 0 | 0 | 0 | 0
Reagent C |  |  | 0 | 0 | 0 | 0 | 0 | 0 | 0 | 0 | 0 | 0 | 0 | 0 | 0 | 0 | 0 | 0 | 0 | 0 | 0 | 0 | 0 | 0 | 0 | 0 | 0 | 0 | 0 | 0 | 0 | 0 | 0 | 0
Reagent D |  |  | 0 | 0 | 0 | 0 | 0 | 0 | 0 | 0 | 0 | 0 | 0 | 0 | 0 | 0 | 0 | 0 | 0 | 0 | 0 | 0 | 0 | 0 | 0 | 0 | 0 | 0 | 0 | 0 | 0 | 0 | 0 | 0
Reagent E |  |  | 0 | 0 | 0 | 0 | 0 | 0 | 0 | 0 | 0 | 0 | 0 | 0 | 0 | 0 | 0 | 0 | 0 | 0 | 0 | 0 | 0 | 0 | 0 | 0 | 0 | 0 | 0 | 0 | 0 | 0 | 0 | 0
Reagent F |  |  | 0 | 0 | 0 | 0 | 0 | 0 | 0 | 0 | 0 | 0 | 0 | 0 | 0 | 0 | 0 | 0 | 0 | 0 | 0 | 0 | 0 | 0 | 0 | 0 | 0 | 0 | 0 | 0 | 0 | 0 | 0 | 0
Reagent G |  |  | 0 | 0 | 0 | 0 | 0 | 0 | 0 | 0 | 0 | 0 | 0 | 0 | 0 | 0 | 0 | 0 | 0 | 0 | 0 | 0 | 0 | 0 | 0 | 0 | 0 | 0 | 0 | 0 | 0 | 0 | 0 | 0
Reagent H |  |  | 0 | 0 | 0 | 0 | 0 | 0 | 0 | 0 | 0 | 0 | 0 | 0 | 0 | 0 | 0 | 0 | 0 | 0 | 0 | 0 | 0 | 0 | 0 | 0 | 0 | 0 | 0 | 0 | 0 | 0 | 0 | 0
Reagent I |  |  | 0 | 0 | 0 | 0 | 0 | 0 | 0 | 0 | 0 | 0 | 0 | 0 | 0 | 0 | 0 | 0 | 0 | 0 | 0 | 0 | 0 | 0 | 0 | 0 | 0 | 0 | 0 | 0 | 0 | 0 | 0 | 0
Reagent J |  |  | 0 | 0 | 0 | 0 | 0 | 0 | 0 | 0 | 0 | 0 | 0 | 0 | 0 | 0 | 0 | 0 | 0 | 0 | 0 | 0 | 0 | 0 | 0 | 0 | 0 | 0 | 0 | 0 | 0 | 0 | 0 | 0
0 |  |  | 0 | 0 | 0 | 0 | 0 | 0 | 0 | 0 | 0 | 0 | 0 | 0 | 0 | 0 | 0 | 0 | 0 | 0 | 0 | 0 | 0 | 0 | 0 | 0 | 0 | 0 | 0 | 0 | 0 | 0 | 0 | 0
0 |  |  | 0 | 0 | 0 | 0 | 0 | 0 | 0 | 0 | 0 | 0 | 0 | 0 | 0 | 0 | 0 | 0 | 0 | 0 | 0 | 0 | 0 | 0 | 0 | 0 | 0 | 0 | 0 | 0 | 0 | 0 | 0 | 0
0 |  |  | 0 | 0 | 0 | 0 | 0 | 0 | 0 | 0 | 0 | 0 | 0 | 0 | 0 | 0 | 0 | 0 | 0 | 0 | 0 | 0 | 0 | 0 | 0 | 0 | 0 | 0 | 0 | 0 | 0 | 0 | 0 | 0
0 |  |  | 0 | 0 | 0 | 0 | 0 | 0 | 0 | 0 | 0 | 0 | 0 | 0 | 0 | 0 | 0 | 0 | 0 | 0 | 0 | 0 | 0 | 0 | 0 | 0 | 0 | 0 | 0 | 0 | 0 | 0 | 0 | 0
Waste 1 |  |  | 0 | 0 | 0 | 0 | 0 | 0 | 0 | 0 | 0 | 0 | 0 | 0 | 0 | 0 | 0 | 0 | 0 | 0 | 0 | 0 | 0 | 0 | 0 | 0 | 0 | 0 | 0 | 0 | 0 | 0 | 0 | 0
Waste 2 |  |  | 0 | 0 | 0 | 0 | 0 | 0 | 0 | 0 | 0 | 0 | 0 | 0 | 0 | 0 | 0 | 0 | 0 | 0 | 0 | 0 | 0 | 0 | 0 | 0 | 0 | 0 | 0 | 0 | 0 | 0 | 0 | 0
Waste 3 |  |  | 0 | 0 | 0 | 0 | 0 | 0 | 0 | 0 | 0 | 0 | 0 | 0 | 0 | 0 | 0 | 0 | 0 | 0 | 0 | 0 | 0 | 0 | 0 | 0 | 0 | 0 | 0 | 0 | 0 | 0 | 0 | 0
0 |  |  | 0 | 0 | 0 | 0 | 0 | 0 | 0 | 0 | 0 | 0 | 0 | 0 | 0 | 0 | 0 | 0 | 0 | 0 | 0 | 0 | 0 | 0 | 0 | 0 | 0 | 0 | 0 | 0 | 0 | 0 | 0 | 0
0 |  |  | 7 | 8 | 9 | 10 | 11 | 12 | 13 | 14 | 15 | 16 | 17 | 18 | 19 | 20 | 21 | 22 | 23 | 24 | 25 | 26 | 27 | 28 | 29 | 30 | 31 | 32 | 33 | 34 | 35 | 36 | 37 | 38
Internal Out Req
Ports |  |  | 10: qty
Tubing
Control
Pumping
Valving
Space |  |  | 32: cu-in; 34: cu-in
Mass
Max dP
Lysate Vol
0
Arch Type A
Arch Type B
Arch Type C
0
Reuse |  |  | 30: times
Clean |  |  | 30: times
Replace |  |  | 30: times
Duplicate |  |  | 30: times
0
0
Reagent A
Reagent B
Reagent C
Reagent D
Reagent E
Reagent F
Reagent G
Reagent H
Reagent I
Reagent J
0
0
0
0
Waste 1
Waste 2
Waste 3
0
0 |  |  | 7 | 8 | 9 | 10 | 11 | 12 | 13 | 14 | 15 | 16 | 17 | 18 | 19 | 20 | 21 | 22 | 23 | 24 | 25 | 26 | 27 | 28 | 29 | 30 | 31 | 32 | 33 | 34 | 35 | 36 | 37 | 38
|  |  | 0 | 0 | 0 | 0 | 0 | 0 | 0 | 0 | 0 | 0 | 0 | 0 | 0 | 0 | 0 | 0 | 0 | 0 | 0 | 0 | 0 | 0 | 0 | 0 | 0 | 0 | 0 | 0 | 0 | 0 | 0 | 0

## Lyse
| Draft | 0 | Sequester | 0 | Isolation | 0 | Filter | 0 | Filter Pump | 0 | Lyse, Sample Prep | 0 | Reagent Storage | 0 | Reagent Dosing | 0 | Transfer to AM | 0 | Archive | 0 | Archive Preservation | 0 | Archive Storage | 0 | Repeat | 0 | Pressure Housing | 0 | Total ESP Envelop | 0 | Platform | 0 | Control | 0
Functional Req
Volume
Acquisition Time
Particle Size
Filter Rate
Cross Contamination
Open Depth
Max Depth
Lysate volume | [11 empty] | uL
Lyse methods | [11 empty] | ea
Reagent number
Qty AM's
Archive methods
Qty Filter events
Qty Archive events
0
0
0
0
Max AUV Extension
Req'd AUV equip
AM vol
AM mass
0
0
0
0
0
0
0
Internal In Req
Ports |  |  | 0 | 0 | 0 | 0 | 0 | qty | 0 | 0 | 0 | 0 | 0 | 0 | 0 | 0 | 0 | 0 | 0 | 0 | 0 | 0 | 0 | 0 | 0 | 0 | 0 | 0 | 0 | 0 | 0 | 0 | 0 | 0
Tubing |  |  | 0 | 0 | 0 | 0 | 0 | 0 | 0 | 0 | 0 | 0 | 0 | 0 | 0 | 0 | 0 | 0 | 0 | 0 | 0 | 0 | 0 | 0 | 0 | 0 | 0 | 0 | 0 | 0 | 0 | 0 | 0 | 0
Control |  |  | 0 | 0 | 0 | 0 | 0 | 0 | 0 | 0 | 0 | 0 | 0 | 0 | 0 | 0 | 0 | 0 | 0 | 0 | 0 | 0 | 0 | 0 | 0 | 0 | 0 | 0 | 0 | 0 | 0 | 0 | 0 | 0
Pumping |  |  | 0 | 0 | 0 | 0 | 0 | 0 | 0 | 0 | 0 | 0 | 0 | 0 | 0 | 0 | 0 | 0 | 0 | 0 | 0 | 0 | 0 | 0 | 0 | 0 | 0 | 0 | 0 | 0 | 0 | 0 | 0 | 0
Valving |  |  | 0 | 0 | 0 | 0 | 0 | 0 | 0 | 0 | 0 | 0 | 0 | 0 | 0 | 0 | 0 | 0 | 0 | 0 | 0 | 0 | 0 | 0 | 0 | 0 | 0 | 0 | 0 | 0 | 0 | 0 | 0 | 0
Space |  |  | 0 | 0 | 0 | 0 | 0 | 0 | 0 | 0 | 0 | 0 | 0 | 0 | 0 | 0 | 0 | 0 | 0 | 0 | 0 | 0 | 0 | 0 | 0 | 0 | 0 | 0 | 0 | 0 | 0 | 0 | 0 | 0
Mass |  |  | 0 | 0 | 0 | 0 | 0 | 0 | 0 | 0 | 0 | 0 | 0 | 0 | 0 | 0 | 0 | 0 | 0 | 0 | 0 | 0 | 0 | 0 | 0 | 0 | 0 | 0 | 0 | 0 | 0 | 0 | 0 | 0
Max dP |  |  | 0 | 0 | 0 | 0 | 0 | 0 | 0 | 0 | 0 | 0 | 0 | 0 | 0 | 0 | 0 | 0 | 0 | 0 | 0 | 0 | 0 | 0 | 0 | 0 | 0 | 0 | 0 | 0 | 0 | 0 | 0 | 0
Lysate Vol |  |  | 0 | 0 | 0 | 0 | 0 | 0 | 0 | 0 | 0 | 0 | 0 | 0 | 0 | 0 | 0 | mL | 0 | 0 | 0 | 0 | 0 | 0 | 0 | 0 | 0 | 0 | 0 | 0 | 0 | 0 | 0 | 0
0 |  |  | 0 | 0 | 0 | 0 | 0 | 0 | 0 | 0 | 0 | 0 | 0 | 0 | 0 | 0 | 0 | 0 | 0 | 0 | 0 | 0 | 0 | 0 | 0 | 0 | 0 | 0 | 0 | 0 | 0 | 0 | 0 | 0
Arch Type A |  |  | 0 | 0 | 0 | 0 | 0 | 0 | 0 | 0 | 0 | 0 | 0 | 0 | 0 | 0 | 0 | 0 | 0 | 0 | 0 | 0 | 0 | 0 | 0 | 0 | 0 | 0 | 0 | 0 | 0 | 0 | 0 | 0
Arch Type B |  |  | 0 | 0 | 0 | 0 | 0 | 0 | 0 | 0 | 0 | 0 | 0 | 0 | 0 | 0 | 0 | 0 | 0 | 0 | 0 | 0 | 0 | 0 | 0 | 0 | 0 | 0 | 0 | 0 | 0 | 0 | 0 | 0
Arch Type C |  |  | 0 | 0 | 0 | 0 | 0 | 0 | 0 | 0 | 0 | 0 | 0 | 0 | 0 | 0 | 0 | 0 | 0 | 0 | 0 | 0 | 0 | 0 | 0 | 0 | 0 | 0 | 0 | 0 | 0 | 0 | 0 | 0
0 |  |  | 0 | 0 | 0 | 0 | 0 | 0 | 0 | 0 | 0 | 0 | 0 | 0 | 0 | 0 | 0 | 0 | 0 | 0 | 0 | 0 | 0 | 0 | 0 | 0 | 0 | 0 | 0 | 0 | 0 | 0 | 0 | 0
Reuse |  |  | 0 | 0 | 0 | 0 | 0 | 0 | 0 | 0 | 0 | 0 | 0 | 0 | 0 | 0 | 0 | 0 | 0 | 0 | 0 | 0 | 0 | 0 | 0 | 0 | 0 | 0 | 0 | 0 | 0 | 0 | 0 | 0
Clean |  |  | 0 | 0 | 0 | 0 | 0 | 0 | 0 | 0 | 0 | 0 | 0 | 0 | 0 | 0 | 0 | 0 | 0 | 0 | 0 | 0 | 0 | 0 | 0 | 0 | 0 | 0 | 0 | 0 | 0 | 0 | 0 | 0
Replace |  |  | 0 | 0 | 0 | 0 | 0 | 0 | 0 | 0 | 0 | 0 | 0 | 0 | 0 | 0 | 0 | 0 | 0 | 0 | 0 | 0 | 0 | 0 | 0 | 0 | 0 | 0 | 0 | 0 | 0 | 0 | 0 | 0
Duplicate |  |  | 0 | 0 | 0 | 0 | 0 | 0 | 0 | 0 | 0 | 0 | 0 | 0 | 0 | 0 | 0 | 0 | 0 | 0 | 0 | 0 | 0 | 0 | 0 | times | 0 | 0 | 0 | 0 | 0 | 0 | 0 | 0
0 |  |  | 0 | 0 | 0 | 0 | 0 | 0 | 0 | 0 | 0 | 0 | 0 | 0 | 0 | 0 | 0 | 0 | 0 | 0 | 0 | 0 | 0 | 0 | 0 | 0 | 0 | 0 | 0 | 0 | 0 | 0 | 0 | 0
0 |  |  | 0 | 0 | 0 | 0 | 0 | 0 | 0 | 0 | 0 | 0 | 0 | 0 | 0 | 0 | 0 | 0 | 0 | 0 | 0 | 0 | 0 | 0 | 0 | 0 | 0 | 0 | 0 | 0 | 0 | 0 | 0 | 0
Reagent A |  |  | 0 | 0 | 0 | 0 | 0 | 0 | 0 | 0 | 0 | 0 | 0 | 0 | 0 | 0 | 0 | 0 | 0 | 0 | 0 | 0 | 0 | 0 | 0 | 0 | 0 | 0 | 0 | 0 | 0 | 0 | 0 | 0
Reagent B |  |  | 0 | 0 | 0 | 0 | 0 | 0 | 0 | 0 | 0 | 0 | 0 | 0 | 0 | 0 | 0 | 0 | 0 | 0 | 0 | 0 | 0 | 0 | 0 | 0 | 0 | 0 | 0 | 0 | 0 | 0 | 0 | 0
Reagent C |  |  | 0 | 0 | 0 | 0 | 0 | 0 | 0 | 0 | 0 | 0 | 0 | 0 | 0 | 0 | 0 | 0 | 0 | 0 | 0 | 0 | 0 | 0 | 0 | 0 | 0 | 0 | 0 | 0 | 0 | 0 | 0 | 0
Reagent D |  |  | 0 | 0 | 0 | 0 | 0 | 0 | 0 | 0 | 0 | 0 | 0 | 0 | 0 | 0 | 0 | 0 | 0 | 0 | 0 | 0 | 0 | 0 | 0 | 0 | 0 | 0 | 0 | 0 | 0 | 0 | 0 | 0
Reagent E |  |  | 0 | 0 | 0 | 0 | 0 | 0 | 0 | 0 | 0 | 0 | 0 | 0 | 0 | 0 | 0 | 0 | 0 | 0 | 0 | 0 | 0 | 0 | 0 | 0 | 0 | 0 | 0 | 0 | 0 | 0 | 0 | 0
Reagent F |  |  | 0 | 0 | 0 | 0 | 0 | 0 | 0 | 0 | 0 | 0 | 0 | 0 | 0 | 0 | 0 | 0 | 0 | 0 | 0 | 0 | 0 | 0 | 0 | 0 | 0 | 0 | 0 | 0 | 0 | 0 | 0 | 0
Reagent G |  |  | 0 | 0 | 0 | 0 | 0 | 0 | 0 | 0 | 0 | 0 | 0 | 0 | 0 | 0 | 0 | 0 | 0 | 0 | 0 | 0 | 0 | 0 | 0 | 0 | 0 | 0 | 0 | 0 | 0 | 0 | 0 | 0
Reagent H |  |  | 0 | 0 | 0 | 0 | 0 | 0 | 0 | 0 | 0 | 0 | 0 | 0 | 0 | 0 | 0 | 0 | 0 | 0 | 0 | 0 | 0 | 0 | 0 | 0 | 0 | 0 | 0 | 0 | 0 | 0 | 0 | 0
Reagent I |  |  | 0 | 0 | 0 | 0 | 0 | 0 | 0 | 0 | 0 | 0 | 0 | 0 | 0 | 0 | 0 | 0 | 0 | 0 | 0 | 0 | 0 | 0 | 0 | 0 | 0 | 0 | 0 | 0 | 0 | 0 | 0 | 0
Reagent J |  |  | 0 | 0 | 0 | 0 | 0 | 0 | 0 | 0 | 0 | 0 | 0 | 0 | 0 | 0 | 0 | 0 | 0 | 0 | 0 | 0 | 0 | 0 | 0 | 0 | 0 | 0 | 0 | 0 | 0 | 0 | 0 | 0
0 |  |  | 0 | 0 | 0 | 0 | 0 | 0 | 0 | 0 | 0 | 0 | 0 | 0 | 0 | 0 | 0 | 0 | 0 | 0 | 0 | 0 | 0 | 0 | 0 | 0 | 0 | 0 | 0 | 0 | 0 | 0 | 0 | 0
0 |  |  | 0 | 0 | 0 | 0 | 0 | 0 | 0 | 0 | 0 | 0 | 0 | 0 | 0 | 0 | 0 | 0 | 0 | 0 | 0 | 0 | 0 | 0 | 0 | 0 | 0 | 0 | 0 | 0 | 0 | 0 | 0 | 0
0 |  |  | 0 | 0 | 0 | 0 | 0 | 0 | 0 | 0 | 0 | 0 | 0 | 0 | 0 | 0 | 0 | 0 | 0 | 0 | 0 | 0 | 0 | 0 | 0 | 0 | 0 | 0 | 0 | 0 | 0 | 0 | 0 | 0
0 |  |  | 0 | 0 | 0 | 0 | 0 | 0 | 0 | 0 | 0 | 0 | 0 | 0 | 0 | 0 | 0 | 0 | 0 | 0 | 0 | 0 | 0 | 0 | 0 | 0 | 0 | 0 | 0 | 0 | 0 | 0 | 0 | 0
Waste 1 |  |  | 0 | 0 | 0 | 0 | 0 | 0 | 0 | 0 | 0 | 0 | 0 | 0 | 0 | 0 | 0 | 0 | 0 | 0 | 0 | 0 | 0 | 0 | 0 | 0 | 0 | 0 | 0 | 0 | 0 | 0 | 0 | 0
Waste 2 |  |  | 0 | 0 | 0 | 0 | 0 | 0 | 0 | 0 | 0 | 0 | 0 | 0 | 0 | 0 | 0 | 0 | 0 | 0 | 0 | 0 | 0 | 0 | 0 | 0 | 0 | 0 | 0 | 0 | 0 | 0 | 0 | 0
Waste 3 |  |  | 0 | 0 | 0 | 0 | 0 | 0 | 0 | 0 | 0 | 0 | 0 | 0 | 0 | 0 | 0 | 0 | 0 | 0 | 0 | 0 | 0 | 0 | 0 | 0 | 0 | 0 | 0 | 0 | 0 | 0 | 0 | 0
0 |  |  | 0 | 0 | 0 | 0 | 0 | 0 | 0 | 0 | 0 | 0 | 0 | 0 | 0 | 0 | 0 | 0 | 0 | 0 | 0 | 0 | 0 | 0 | 0 | 0 | 0 | 0 | 0 | 0 | 0 | 0 | 0 | 0
0 |  |  | 9 | 10 | 11 | 12 | 13 | 14 | 15 | 16 | 17 | 18 | 19 | 20 | 21 | 22 | 23 | 24 | 25 | 26 | 27 | 28 | 29 | 30 | 31 | 32 | 33 | 34 | 35 | 36 | 37 | 38 | 39 | 40
Internal Out Req
Ports
Tubing
Control
Pumping
Valving
Space |  |  | 34: cu-in; 36: cu-in
Mass
Max dP
Lysate Vol
0
Arch Type A
Arch Type B
Arch Type C
0
Reuse |  |  | 32: times
Clean |  |  | 32: times
Replace |  |  | 32: times
Duplicate |  |  | 32: times
0
0
Reagent A | bar: 20; 22
Reagent B | bar: 20; 22
Reagent C | bar: 20; 22
Reagent D | bar: 20; 22
Reagent E | bar: 20; 22
Reagent F | bar: 20; 22
Reagent G | bar: 20; 22
Reagent H | bar: 20; 22
Reagent I
Reagent J
0
0
0
0
Waste 1 | bar: 20; 22
Waste 2 | bar: 20; 22
Waste 3 | bar: 20; 22
0
0 |  |  | 9 | 10 | 11 | 12 | 13 | 14 | 15 | 16 | 17 | 18 | 19 | 20 | 21 | 22 | 23 | 24 | 25 | 26 | 27 | 28 | 29 | 30 | 31 | 32 | 33 | 34 | 35 | 36 | 37 | 38 | 39 | 40
|  |  | 0 | 0 | 0 | 0 | 0 | 0 | 0 | 0 | 0 | 0 | 0 | 0 | 0 | 0 | 0 | 0 | 0 | 0 | 0 | 0 | 0 | 0 | 0 | 0 | 0 | 0 | 0 | 0 | 0 | 0 | 0 | 0

## RStor
[11 empty] | 0.12205 |  | 50.7473 | m | 0.12205
[11 empty] | ml |  | 6 | X | ml
[11 empty] | 0 |  | 0 | n | 0
[11 empty] | 0 |  | 0 | Y | 0
[11 empty] | 0 |  | 0 | o | 0
[11 empty] | 0 |  | 0 | Z | 0
[11 empty] | 0 |  | 0 | b | 0
[11 empty] | 0 |  | 0 | c | 0
[11 empty] | 0 |  | 0 | d | 0
Volume, cu in | 304.4841 | [11 empty] | 304.4841
|  |  | 0 | 0 | 0 | 0 | 0 | 0 | 0 | 0 | 0 | 0 |  | 0 | 0 | 0 | 0 | 0 | 0 | 0 | 0 | 0 | 0 | 0 | 0 | 0 | 0 | 0 | 0 | 0 | 0 | 0 | 0 | 0
| Draft | 0 | Sequester | 0 | Isolation | 0 | Filter | 0 | Filter Pump | 0 | Lyse, Sample Prep | 0 | Reagent Storage | 0 | Reagent Dosing | 0 | Transfer to AM | 0 | Archive | 0 | Archive Preservation | 0 | Archive Storage | 0 | Repeat | 0 | Pressure Housing | 0 | Total ESP Envelop | 0 | Platform | 0 | Control | 0
Functional Req
Volume
Acquisition Time
Particle Size
Filter Rate
Cross Contamination
Open Depth
Max Depth
Lysate volume
Lyse methods
Reagent number | [12 empty] | 6 | ea
Qty AM's
Archive methods
Qty Filter events
Qty Archive events
0
0
0
0
Max AUV Extension
Req'd AUV equip
AM vol
AM mass
0
0
0
0
0
0
0
Internal In Req
Ports |  |  | 0 | 0 | 0 | 0 | 0 | 0 | 0 | 0 | 0 | 0 | 0 | 0 | 0 | 0 | 0 | 0 | 0 | 0 | 0 | 0 | 0 | 0 | 0 | 0 | 0 | 0 | 0 | 0 | 0 | 0 | 0 | 0
Tubing |  |  | 0 | 0 | 0 | 0 | 0 | 0 | 0 | 0 | 0 | 0 | 0 | 0 | 0 | 0 | 0 | 0 | 0 | 0 | 0 | 0 | 0 | 0 | 0 | 0 | 0 | 0 | 0 | 0 | 0 | 0 | 0 | 0
Control |  |  | 0 | 0 | 0 | 0 | 0 | 0 | 0 | 0 | 0 | 0 | 0 | 0 | 0 | 0 | 0 | 0 | 0 | 0 | 0 | 0 | 0 | 0 | 0 | 0 | 0 | 0 | 0 | 0 | 0 | 0 | 0 | 0
Pumping |  |  | 0 | 0 | 0 | 0 | 0 | 0 | 0 | 0 | 0 | 0 | 0 | 0 | 0 | 0 | 0 | 0 | 0 | 0 | 0 | 0 | 0 | 0 | 0 | 0 | 0 | 0 | 0 | 0 | 0 | 0 | 0 | 0
Valving |  |  | 0 | 0 | 0 | 0 | 0 | 0 | 0 | 0 | 0 | 0 | 0 | 0 | 0 | 0 | 0 | 0 | 0 | 0 | 0 | 0 | 0 | 0 | 0 | 0 | 0 | 0 | 0 | 0 | 0 | 0 | 0 | 0
Space |  |  | 0 | 0 | 0 | 0 | 0 | 0 | 0 | 0 | 0 | 0 | 0 | 0 | 0 | 0 | 0 | 0 | 0 | 0 | 0 | 0 | 0 | 0 | 0 | 0 | 0 | 0 | 0 | 0 | 0 | 0 | 0 | 0
Mass |  |  | 0 | 0 | 0 | 0 | 0 | 0 | 0 | 0 | 0 | 0 | 0 | 0 | 0 | 0 | 0 | 0 | 0 | 0 | 0 | 0 | 0 | 0 | 0 | 0 | 0 | 0 | 0 | 0 | 0 | 0 | 0 | 0
Max dP |  |  | 0 | 0 | 0 | 0 | 0 | 0 | 0 | 0 | 0 | 0 | 0 | 0 | 0 | 0 | 0 | 0 | 0 | 0 | 0 | 0 | 0 | 0 | 0 | 0 | 0 | 0 | 0 | 0 | 0 | 0 | 0 | 0
Lysate Vol |  |  | 0 | 0 | 0 | 0 | 0 | 0 | 0 | 0 | 0 | 0 | 0 | 0 | 0 | 0 | 0 | 0 | 0 | 0 | 0 | 0 | 0 | 0 | 0 | 0 | 0 | 0 | 0 | 0 | 0 | 0 | 0 | 0
0 |  |  | 0 | 0 | 0 | 0 | 0 | 0 | 0 | 0 | 0 | 0 | 0 | 0 | 0 | 0 | 0 | 0 | 0 | 0 | 0 | 0 | 0 | 0 | 0 | 0 | 0 | 0 | 0 | 0 | 0 | 0 | 0 | 0
Arch Type A |  |  | 0 | 0 | 0 | 0 | 0 | 0 | 0 | 0 | 0 | 0 | 0 | 0 | 0 | 0 | 0 | 0 | 0 | 0 | 0 | 0 | 0 | 0 | 0 | 0 | 0 | 0 | 0 | 0 | 0 | 0 | 0 | 0
Arch Type B |  |  | 0 | 0 | 0 | 0 | 0 | 0 | 0 | 0 | 0 | 0 | 0 | 0 | 0 | 0 | 0 | 0 | 0 | 0 | 0 | 0 | 0 | 0 | 0 | 0 | 0 | 0 | 0 | 0 | 0 | 0 | 0 | 0
Arch Type C |  |  | 0 | 0 | 0 | 0 | 0 | 0 | 0 | 0 | 0 | 0 | 0 | 0 | 0 | 0 | 0 | 0 | 0 | 0 | 0 | 0 | 0 | 0 | 0 | 0 | 0 | 0 | 0 | 0 | 0 | 0 | 0 | 0
0 |  |  | 0 | 0 | 0 | 0 | 0 | 0 | 0 | 0 | 0 | 0 | 0 | 0 | 0 | 0 | 0 | 0 | 0 | 0 | 0 | 0 | 0 | 0 | 0 | 0 | 0 | 0 | 0 | 0 | 0 | 0 | 0 | 0
Reuse |  |  | 0 | 0 | 0 | 0 | 0 | 0 | 0 | 0 | 0 | 0 | 0 | 0 | 0 | 0 | 0 | 0 | 0 | 0 | 0 | 0 | 0 | 0 | 0 | 0 | 0 | 0 | 0 | 0 | 0 | 0 | 0 | 0
Clean |  |  | 0 | 0 | 0 | 0 | 0 | 0 | 0 | 0 | 0 | 0 | 0 | 0 | 0 | 0 | 0 | 0 | 0 | 0 | 0 | 0 | 0 | 0 | 0 | 0 | 0 | 0 | 0 | 0 | 0 | 0 | 0 | 0
Replace |  |  | 0 | 0 | 0 | 0 | 0 | 0 | 0 | 0 | 0 | 0 | 0 | 0 | 0 | 0 | 0 | 0 | 0 | 0 | 0 | 0 | 0 | 0 | 0 | 0 | 0 | 0 | 0 | 0 | 0 | 0 | 0 | 0
Duplicate |  |  | 0 | 0 | 0 | 0 | 0 | 0 | 0 | 0 | 0 | 0 | 0 | 0 | 0 | 0 | 0 | 0 | 0 | 0 | 0 | 0 | 0 | 0 | 0 | times | 0 | 0 | 0 | 0 | 0 | 0 | 0 | 0
0 |  |  | 0 | 0 | 0 | 0 | 0 | 0 | 0 | 0 | 0 | 0 | 0 | 0 | 0 | 0 | 0 | 0 | 0 | 0 | 0 | 0 | 0 | 0 | 0 | 0 | 0 | 0 | 0 | 0 | 0 | 0 | 0 | 0
0 |  |  | 0 | 0 | 0 | 0 | 0 | 0 | 0 | 0 | 0 | 0 | 0 | 0 | 0 | 0 | 0 | 0 | 0 | 0 | 0 | 0 | 0 | 0 | 0 | 0 | 0 | 0 | 0 | 0 | 0 | 0 | 0 | 0
Reagent A |  |  | 0 | 0 | 0 | 0 | 0 | 0 | 0 | 0 | 0 | mL | 0 | 0 | 0 | mL | 0 | 0 | 0 | 0 | 0 | 0 | 0 | 0 | 0 | 0 | 0 | 0 | 0 | 0 | 0 | 0 | 0 | 0
Reagent B |  |  | 0 | 0 | 0 | 0 | 0 | 0 | 0 | 0 | 0 | mL | 0 | 0 | 0 | mL | 0 | 0 | 0 | 0 | 0 | 0 | 0 | 0 | 0 | 0 | 0 | 0 | 0 | 0 | 0 | 0 | 0 | 0
Reagent C |  |  | 0 | 0 | 0 | 0 | 0 | 0 | 0 | 0 | 0 | mL | 0 | 0 | 0 | mL | 0 | 0 | 0 | 0 | 0 | 0 | 0 | 0 | 0 | 0 | 0 | 0 | 0 | 0 | 0 | 0 | 0 | 0
Reagent D |  |  | 0 | 0 | 0 | 0 | 0 | 0 | 0 | 0 | 0 | mL | 0 | 0 | 0 | mL | 0 | 0 | 0 | 0 | 0 | 0 | 0 | 0 | 0 | 0 | 0 | 0 | 0 | 0 | 0 | 0 | 0 | 0
Reagent E |  |  | 0 | 0 | 0 | 0 | 0 | 0 | 0 | 0 | 0 | mL | 0 | 0 | 0 | mL | 0 | 0 | 0 | 0 | 0 | 0 | 0 | 0 | 0 | 0 | 0 | 0 | 0 | 0 | 0 | 0 | 0 | 0
Reagent F |  |  | 0 | 0 | 0 | 0 | 0 | 0 | 0 | 0 | 0 | mL | 0 | 0 | 0 | mL | 0 | 0 | 0 | 0 | 0 | 0 | 0 | 0 | 0 | 0 | 0 | 0 | 0 | 0 | 0 | 0 | 0 | 0
Reagent G |  |  | 0 | 0 | 0 | 0 | 0 | 0 | 0 | 0 | 0 | mL | 0 | 0 | 0 | mL | 0 | 0 | 0 | 0 | 0 | 0 | 0 | 0 | 0 | 0 | 0 | 0 | 0 | 0 | 0 | 0 | 0 | 0
Reagent H |  |  | 0 | 0 | 0 | 0 | 0 | 0 | 0 | 0 | 0 | mL | 0 | 0 | 0 | mL | 0 | 0 | 0 | 0 | 0 | 0 | 0 | 0 | 0 | 0 | 0 | 0 | 0 | 0 | 0 | 0 | 0 | 0
Reagent I |  |  | 0 | 0 | 0 | 0 | 0 | 0 | 0 | 0 | 0 | 0 | 0 | 0 | 0 | mL | 0 | 0 | 0 | 0 | 0 | 0 | 0 | 0 | 0 | 0 | 0 | 0 | 0 | 0 | 0 | 0 | 0 | 0
Reagent J |  |  | 0 | 0 | 0 | 0 | 0 | 0 | 0 | 0 | 0 | 0 | 0 | 0 | 0 | 0 | 0 | 0 | 0 | 0 | 0 | 0 | 0 | 0 | 0 | 0 | 0 | 0 | 0 | 0 | 0 | 0 | 0 | 0
0 |  |  | 0 | 0 | 0 | 0 | 0 | 0 | 0 | 0 | 0 | 0 | 0 | 0 | 0 | 0 | 0 | 0 | 0 | 0 | 0 | 0 | 0 | 0 | 0 | 0 | 0 | 0 | 0 | 0 | 0 | 0 | 0 | 0
0 |  |  | 0 | 0 | 0 | 0 | 0 | 0 | 0 | 0 | 0 | 0 | 0 | 0 | 0 | 0 | 0 | 0 | 0 | 0 | 0 | 0 | 0 | 0 | 0 | 0 | 0 | 0 | 0 | 0 | 0 | 0 | 0 | 0
0 |  |  | 0 | 0 | 0 | 0 | 0 | 0 | 0 | 0 | 0 | 0 | 0 | 0 | 0 | 0 | 0 | 0 | 0 | 0 | 0 | 0 | 0 | 0 | 0 | 0 | 0 | 0 | 0 | 0 | 0 | 0 | 0 | 0
0 |  |  | 0 | 0 | 0 | 0 | 0 | 0 | 0 | 0 | 0 | 0 | 0 | 0 | 0 | 0 | 0 | 0 | 0 | 0 | 0 | 0 | 0 | 0 | 0 | 0 | 0 | 0 | 0 | 0 | 0 | 0 | 0 | 0
Waste 1 |  |  | 0 | 0 | 0 | 0 | 0 | 0 | 0 | 0 | 0 | mL | 0 | 0 | 0 | mL | 0 | 0 | 0 | 0 | 0 | 0 | 0 | 0 | 0 | 0 | 0 | 0 | 0 | 0 | 0 | 0 | 0 | 0
Waste 2 |  |  | 0 | 0 | 0 | 0 | 0 | 0 | 0 | 0 | 0 | mL | 0 | 0 | 0 | mL | 0 | 0 | 0 | 0 | 0 | 0 | 0 | 0 | 0 | 0 | 0 | 0 | 0 | 0 | 0 | 0 | 0 | 0
Waste 3 |  |  | 0 | 0 | 0 | 0 | 0 | 0 | 0 | 0 | 0 | mL | 0 | 0 | 0 | mL | 0 | 0 | 0 | 0 | 0 | 0 | 0 | 0 | 0 | 0 | 0 | 0 | 0 | 0 | 0 | 0 | 0 | 0
0 |  |  | 0 | 0 | 0 | 0 | 0 | 0 | 0 | 0 | 0 | 0 | 0 | 0 | 0 | 0 | 0 | 0 | 0 | 0 | 0 | 0 | 0 | 0 | 0 | 0 | 0 | 0 | 0 | 0 | 0 | 0 | 0 | 0
0 |  |  | 11 | 12 | 13 | 14 | 15 | 16 | 17 | 18 | 19 | 20 | 21 | 22 | 23 | 24 | 25 | 26 | 27 | 28 | 29 | 30 | 31 | 32 | 33 | 34 | 35 | 36 | 37 | 38 | 39 | 40 | 41 | 42
Internal Out Req
Ports
Tubing
Control
Pumping
Valving
Space |  |  | 36: cu-in; 38: cu-in
Mass
Max dP
Lysate Vol
0
Arch Type A
Arch Type B
Arch Type C
0
Reuse |  |  | 34: times
Clean |  |  | 34: times
Replace |  |  | 34: times
Duplicate |  |  | 34: times
0
0
Reagent A
Reagent B
Reagent C
Reagent D
Reagent E
Reagent F
Reagent G
Reagent H
Reagent I
Reagent J
0
0
0
0
Waste 1
Waste 2
Waste 3
0
0 |  |  | 11 | 12 | 13 | 14 | 15 | 16 | 17 | 18 | 19 | 20 | 21 | 22 | 23 | 24 | 25 | 26 | 27 | 28 | 29 | 30 | 31 | 32 | 33 | 34 | 35 | 36 | 37 | 38 | 39 | 40 | 41 | 42
|  |  | 0 | 0 | 0 | 0 | 0 | 0 | 0 | 0 | 0 | 0 | 0 | 0 | 0 | 0 | 0 | 0 | 0 | 0 | 0 | 0 | 0 | 0 | 0 | 0 | 0 | 0 | 0 | 0 | 0 | 0 | 0 | 0

## RDose
0
0
b
Volume, cu in | 0 | [11 empty] | 0
|  |  | 0 | 0 | 0 | 0 | 0 | 0 | 0 | 0 | 0 | 0 |  | 0 | 0 | 0 | 0 | 0 | 0 | 0 | 0 | 0 | 0 | 0 | 0 | 0 | 0 | 0 | 0 | 0 | 0 | 0 | 0 | 0
| Draft | 0 | Sequester | 0 | Isolation | 0 | Filter | 0 | Filter Pump | 0 | Lyse, Sample Prep | 0 | Reagent Storage | 0 | Reagent Dosing | 0 | Transfer to AM | 0 | Archive | 0 | Archive Preservation | 0 | Archive Storage | 0 | Repeat | 0 | Pressure Housing | 0 | Total ESP Envelop | 0 | Platform | 0 | Control | 0
Functional Req
Volume
Acquisition Time
Particle Size
Filter Rate
Cross Contamination
Open Depth
Max Depth
Lysate volume
Lyse methods
Reagent number
Qty AM's
Archive methods
Qty Filter events
Qty Archive events
0
0
0
0
Max AUV Extension
Req'd AUV equip
AM vol
AM mass
0
0
0
0
0
0
0
Internal In Req
Ports |  |  | 0 | 0 | 0 | 0 | 0 | 0 | 0 | 0 | 0 | 0 | 0 | 0 | 0 | 0 | 0 | 0 | 0 | 0 | 0 | 0 | 0 | 0 | 0 | 0 | 0 | 0 | 0 | 0 | 0 | 0 | 0 | 0
Tubing |  |  | 0 | 0 | 0 | 0 | 0 | 0 | 0 | 0 | 0 | 0 | 0 | 0 | 0 | 0 | 0 | 0 | 0 | 0 | 0 | 0 | 0 | 0 | 0 | 0 | 0 | 0 | 0 | 0 | 0 | 0 | 0 | 0
Control |  |  | 0 | 0 | 0 | 0 | 0 | 0 | 0 | 0 | 0 | 0 | 0 | 0 | 0 | 0 | 0 | 0 | 0 | 0 | 0 | 0 | 0 | 0 | 0 | 0 | 0 | 0 | 0 | 0 | 0 | 0 | 0 | 0
Pumping |  |  | 0 | 0 | 0 | 0 | 0 | 0 | 0 | 0 | 0 | 0 | 0 | 0 | 0 | 0 | 0 | 0 | 0 | 0 | 0 | 0 | 0 | 0 | 0 | 0 | 0 | 0 | 0 | 0 | 0 | 0 | 0 | 0
Valving |  |  | 0 | 0 | 0 | 0 | 0 | 0 | 0 | 0 | 0 | 0 | 0 | 0 | 0 | 0 | 0 | 0 | 0 | 0 | 0 | 0 | 0 | 0 | 0 | 0 | 0 | 0 | 0 | 0 | 0 | 0 | 0 | 0
Space |  |  | 0 | 0 | 0 | 0 | 0 | 0 | 0 | 0 | 0 | 0 | 0 | 0 | 0 | 0 | 0 | 0 | 0 | 0 | 0 | 0 | 0 | 0 | 0 | 0 | 0 | 0 | 0 | 0 | 0 | 0 | 0 | 0
Mass |  |  | 0 | 0 | 0 | 0 | 0 | 0 | 0 | 0 | 0 | 0 | 0 | 0 | 0 | 0 | 0 | 0 | 0 | 0 | 0 | 0 | 0 | 0 | 0 | 0 | 0 | 0 | 0 | 0 | 0 | 0 | 0 | 0
Max dP |  |  | 0 | 0 | 0 | 0 | 0 | 0 | 0 | 0 | 0 | 0 | 0 | 0 | 0 | 0 | 0 | 0 | 0 | 0 | 0 | 0 | 0 | 0 | 0 | 0 | 0 | 0 | 0 | 0 | 0 | 0 | 0 | 0
Lysate Vol |  |  | 0 | 0 | 0 | 0 | 0 | 0 | 0 | 0 | 0 | 0 | 0 | 0 | 0 | 0 | 0 | 0 | 0 | 0 | 0 | 0 | 0 | 0 | 0 | 0 | 0 | 0 | 0 | 0 | 0 | 0 | 0 | 0
0 |  |  | 0 | 0 | 0 | 0 | 0 | 0 | 0 | 0 | 0 | 0 | 0 | 0 | 0 | 0 | 0 | 0 | 0 | 0 | 0 | 0 | 0 | 0 | 0 | 0 | 0 | 0 | 0 | 0 | 0 | 0 | 0 | 0
Arch Type A |  |  | 0 | 0 | 0 | 0 | 0 | 0 | 0 | 0 | 0 | 0 | 0 | 0 | 0 | 0 | 0 | 0 | 0 | 0 | 0 | 0 | 0 | 0 | 0 | 0 | 0 | 0 | 0 | 0 | 0 | 0 | 0 | 0
Arch Type B |  |  | 0 | 0 | 0 | 0 | 0 | 0 | 0 | 0 | 0 | 0 | 0 | 0 | 0 | 0 | 0 | 0 | 0 | 0 | 0 | 0 | 0 | 0 | 0 | 0 | 0 | 0 | 0 | 0 | 0 | 0 | 0 | 0
Arch Type C |  |  | 0 | 0 | 0 | 0 | 0 | 0 | 0 | 0 | 0 | 0 | 0 | 0 | 0 | 0 | 0 | 0 | 0 | 0 | 0 | 0 | 0 | 0 | 0 | 0 | 0 | 0 | 0 | 0 | 0 | 0 | 0 | 0
0 |  |  | 0 | 0 | 0 | 0 | 0 | 0 | 0 | 0 | 0 | 0 | 0 | 0 | 0 | 0 | 0 | 0 | 0 | 0 | 0 | 0 | 0 | 0 | 0 | 0 | 0 | 0 | 0 | 0 | 0 | 0 | 0 | 0
Reuse |  |  | 0 | 0 | 0 | 0 | 0 | 0 | 0 | 0 | 0 | 0 | 0 | 0 | 0 | 0 | 0 | 0 | 0 | 0 | 0 | 0 | 0 | 0 | 0 | 0 | 0 | 0 | 0 | 0 | 0 | 0 | 0 | 0
Clean |  |  | 0 | 0 | 0 | 0 | 0 | 0 | 0 | 0 | 0 | 0 | 0 | 0 | 0 | 0 | 0 | 0 | 0 | 0 | 0 | 0 | 0 | 0 | 0 | 0 | 0 | 0 | 0 | 0 | 0 | 0 | 0 | 0
Replace |  |  | 0 | 0 | 0 | 0 | 0 | 0 | 0 | 0 | 0 | 0 | 0 | 0 | 0 | 0 | 0 | 0 | 0 | 0 | 0 | 0 | 0 | 0 | 0 | 0 | 0 | 0 | 0 | 0 | 0 | 0 | 0 | 0
Duplicate |  |  | 0 | 0 | 0 | 0 | 0 | 0 | 0 | 0 | 0 | 0 | 0 | 0 | 0 | 0 | 0 | 0 | 0 | 0 | 0 | 0 | 0 | 0 | 0 | times | 0 | 0 | 0 | 0 | 0 | 0 | 0 | 0
0 |  |  | 0 | 0 | 0 | 0 | 0 | 0 | 0 | 0 | 0 | 0 | 0 | 0 | 0 | 0 | 0 | 0 | 0 | 0 | 0 | 0 | 0 | 0 | 0 | 0 | 0 | 0 | 0 | 0 | 0 | 0 | 0 | 0
0 |  |  | 0 | 0 | 0 | 0 | 0 | 0 | 0 | 0 | 0 | 0 | 0 | 0 | 0 | 0 | 0 | 0 | 0 | 0 | 0 | 0 | 0 | 0 | 0 | 0 | 0 | 0 | 0 | 0 | 0 | 0 | 0 | 0
Reagent A |  |  | 0 | 0 | 0 | 0 | 0 | 0 | 0 | 0 | 0 | mL | 0 | 0 | 0 | 0 | 0 | 0 | 0 | 0 | 0 | mL | 0 | 0 | 0 | mL | 0 | 0 | 0 | 0 | 0 | 0 | 0 | 0
Reagent B |  |  | 0 | 0 | 0 | 0 | 0 | 0 | 0 | 0 | 0 | mL | 0 | 0 | 0 | 0 | 0 | 0 | 0 | 0 | 0 | mL | 0 | 0 | 0 | mL | 0 | 0 | 0 | 0 | 0 | 0 | 0 | 0
Reagent C |  |  | 0 | 0 | 0 | 0 | 0 | 0 | 0 | 0 | 0 | mL | 0 | 0 | 0 | 0 | 0 | 0 | 0 | 0 | 0 | mL | 0 | 0 | 0 | mL | 0 | 0 | 0 | 0 | 0 | 0 | 0 | 0
Reagent D |  |  | 0 | 0 | 0 | 0 | 0 | 0 | 0 | 0 | 0 | mL | 0 | 0 | 0 | 0 | 0 | 0 | 0 | 0 | 0 | mL | 0 | 0 | 0 | mL | 0 | 0 | 0 | 0 | 0 | 0 | 0 | 0
Reagent E |  |  | 0 | 0 | 0 | 0 | 0 | 0 | 0 | 0 | 0 | mL | 0 | 0 | 0 | 0 | 0 | 0 | 0 | 0 | 0 | mL | 0 | 0 | 0 | mL | 0 | 0 | 0 | 0 | 0 | 0 | 0 | 0
Reagent F |  |  | 0 | 0 | 0 | 0 | 0 | 0 | 0 | 0 | 0 | mL | 0 | 0 | 0 | 0 | 0 | 0 | 0 | 0 | 0 | mL | 0 | 0 | 0 | mL | 0 | 0 | 0 | 0 | 0 | 0 | 0 | 0
Reagent G |  |  | 0 | 0 | 0 | 0 | 0 | 0 | 0 | 0 | 0 | mL | 0 | 0 | 0 | 0 | 0 | 0 | 0 | 0 | 0 | mL | 0 | 0 | 0 | mL | 0 | 0 | 0 | 0 | 0 | 0 | 0 | 0
Reagent H |  |  | 0 | 0 | 0 | 0 | 0 | 0 | 0 | 0 | 0 | mL | 0 | 0 | 0 | 0 | 0 | 0 | 0 | 0 | 0 | mL | 0 | 0 | 0 | mL | 0 | 0 | 0 | 0 | 0 | 0 | 0 | 0
Reagent I |  |  | 0 | 0 | 0 | 0 | 0 | 0 | 0 | 0 | 0 | 0 | 0 | 0 | 0 | 0 | 0 | 0 | 0 | 0 | 0 | 0 | 0 | 0 | 0 | mL | 0 | 0 | 0 | 0 | 0 | 0 | 0 | 0
Reagent J |  |  | 0 | 0 | 0 | 0 | 0 | 0 | 0 | 0 | 0 | 0 | 0 | 0 | 0 | 0 | 0 | 0 | 0 | 0 | 0 | 0 | 0 | 0 | 0 | mL | 0 | 0 | 0 | 0 | 0 | 0 | 0 | 0
0 |  |  | 0 | 0 | 0 | 0 | 0 | 0 | 0 | 0 | 0 | 0 | 0 | 0 | 0 | 0 | 0 | 0 | 0 | 0 | 0 | 0 | 0 | 0 | 0 | 0 | 0 | 0 | 0 | 0 | 0 | 0 | 0 | 0
0 |  |  | 0 | 0 | 0 | 0 | 0 | 0 | 0 | 0 | 0 | 0 | 0 | 0 | 0 | 0 | 0 | 0 | 0 | 0 | 0 | 0 | 0 | 0 | 0 | 0 | 0 | 0 | 0 | 0 | 0 | 0 | 0 | 0
0 |  |  | 0 | 0 | 0 | 0 | 0 | 0 | 0 | 0 | 0 | 0 | 0 | 0 | 0 | 0 | 0 | 0 | 0 | 0 | 0 | 0 | 0 | 0 | 0 | 0 | 0 | 0 | 0 | 0 | 0 | 0 | 0 | 0
0 |  |  | 0 | 0 | 0 | 0 | 0 | 0 | 0 | 0 | 0 | 0 | 0 | 0 | 0 | 0 | 0 | 0 | 0 | 0 | 0 | 0 | 0 | 0 | 0 | 0 | 0 | 0 | 0 | 0 | 0 | 0 | 0 | 0
Waste 1 |  |  | 0 | 0 | 0 | 0 | 0 | 0 | 0 | 0 | 0 | mL | 0 | 0 | 0 | 0 | 0 | 0 | 0 | 0 | 0 | mL | 0 | 0 | 0 | mL | 0 | 0 | 0 | 0 | 0 | 0 | 0 | 0
Waste 2 |  |  | 0 | 0 | 0 | 0 | 0 | 0 | 0 | 0 | 0 | mL | 0 | 0 | 0 | 0 | 0 | 0 | 0 | 0 | 0 | mL | 0 | 0 | 0 | mL | 0 | 0 | 0 | 0 | 0 | 0 | 0 | 0
Waste 3 |  |  | 0 | 0 | 0 | 0 | 0 | 0 | 0 | 0 | 0 | mL | 0 | 0 | 0 | 0 | 0 | 0 | 0 | 0 | 0 | mL | 0 | 0 | 0 | mL | 0 | 0 | 0 | 0 | 0 | 0 | 0 | 0
0 |  |  | 0 | 0 | 0 | 0 | 0 | 0 | 0 | 0 | 0 | 0 | 0 | 0 | 0 | 0 | 0 | 0 | 0 | 0 | 0 | 0 | 0 | 0 | 0 | 0 | 0 | 0 | 0 | 0 | 0 | 0 | 0 | 0
0 |  |  | 13 | 14 | 15 | 16 | 17 | 18 | 19 | 20 | 21 | 22 | 23 | 24 | 25 | 26 | 27 | 28 | 29 | 30 | 31 | 32 | 33 | 34 | 35 | 36 | 37 | 38 | 39 | 40 | 41 | 42 | 43 | 44
Internal Out Req
Ports
Tubing
Control
Pumping
Valving
Space |  |  | 38: cu-in; 40: cu-in
Mass
Max dP
Lysate Vol
0
Arch Type A
Arch Type B
Arch Type C
0
Reuse |  |  | 36: times
Clean |  |  | 36: times
Replace |  |  | 36: times
Duplicate |  |  | 36: times
0
0
Reagent A | bar: 24
Reagent B | bar: 24
Reagent C | bar: 24
Reagent D | bar: 24
Reagent E | bar: 24
Reagent F | bar: 24
Reagent G | bar: 24
Reagent H | bar: 24
Reagent I | bar: 24
Reagent J
0
0
0
0
Waste 1 | bar: 24
Waste 2 | bar: 24
Waste 3 | bar: 24
0
0 |  |  | 13 | 14 | 15 | 16 | 17 | 18 | 19 | 20 | 21 | 22 | 23 | 24 | 25 | 26 | 27 | 28 | 29 | 30 | 31 | 32 | 33 | 34 | 35 | 36 | 37 | 38 | 39 | 40 | 41 | 42 | 43 | 44
|  |  | 0 | 0 | 0 | 0 | 0 | 0 | 0 | 0 | 0 | 0 | 0 | 0 | 0 | 0 | 0 | 0 | 0 | 0 | 0 | 0 | 0 | 0 | 0 | 0 | 0 | 0 | 0 | 0 | 0 | 0 | 0 | 0

## Trans
| Draft | 0 | Sequester | 0 | Isolation | 0 | Filter | 0 | Filter Pump | 0 | Lyse, Sample Prep | 0 | Reagent Storage | 0 | Reagent Dosing | 0 | Transfer to AM | 0 | Archive | 0 | Archive Preservation | 0 | Archive Storage | 0 | Repeat | 0 | Pressure Housing | 0 | Total ESP Envelop | 0 | Platform | 0 | Control | 0
Functional Req
Volume
Acquisition Time
Particle Size
Filter Rate
Cross Contamination
Open Depth
Max Depth
Lysate volume | [17 empty] | uL
Lyse methods
Reagent number
Qty AM's | [17 empty] | qty
Archive methods
Qty Filter events
Qty Archive events
0
0
0
0
Max AUV Extension
Req'd AUV equip
AM vol
AM mass
0
0
0
0
0
0
0
Internal In Req
Ports |  |  | 0 | 0 | 0 | 0 | 0 | 0 | 0 | 0 | 0 | 0 | 0 | 0 | 0 | 0 | 0 | 0 | 0 | 0 | 0 | 0 | 0 | 0 | 0 | 0 | 0 | 0 | 0 | 0 | 0 | 0 | 0 | 0
Tubing |  |  | 0 | 0 | 0 | 0 | 0 | 0 | 0 | 0 | 0 | 0 | 0 | 0 | 0 | 0 | 0 | 0 | 0 | 0 | 0 | 0 | 0 | 0 | 0 | 0 | 0 | 0 | 0 | 0 | 0 | 0 | 0 | 0
Control |  |  | 0 | 0 | 0 | 0 | 0 | 0 | 0 | 0 | 0 | 0 | 0 | 0 | 0 | 0 | 0 | 0 | 0 | 0 | 0 | 0 | 0 | 0 | 0 | 0 | 0 | 0 | 0 | 0 | 0 | 0 | 0 | 0
Pumping |  |  | 0 | 0 | 0 | 0 | 0 | 0 | 0 | 0 | 0 | 0 | 0 | 0 | 0 | 0 | 0 | 0 | 0 | 0 | 0 | 0 | 0 | 0 | 0 | 0 | 0 | 0 | 0 | 0 | 0 | 0 | 0 | 0
Valving |  |  | 0 | 0 | 0 | 0 | 0 | 0 | 0 | 0 | 0 | 0 | 0 | 0 | 0 | 0 | 0 | 0 | 0 | 0 | 0 | 0 | 0 | 0 | 0 | 0 | 0 | 0 | 0 | 0 | 0 | 0 | 0 | 0
Space |  |  | 0 | 0 | 0 | 0 | 0 | 0 | 0 | 0 | 0 | 0 | 0 | 0 | 0 | 0 | 0 | 0 | 0 | 0 | 0 | 0 | 0 | 0 | 0 | 0 | 0 | 0 | 0 | 0 | 0 | 0 | 0 | 0
Mass |  |  | 0 | 0 | 0 | 0 | 0 | 0 | 0 | 0 | 0 | 0 | 0 | 0 | 0 | 0 | 0 | 0 | 0 | 0 | 0 | 0 | 0 | 0 | 0 | 0 | 0 | 0 | 0 | 0 | 0 | 0 | 0 | 0
Max dP |  |  | 0 | 0 | 0 | 0 | 0 | 0 | 0 | 0 | 0 | 0 | 0 | 0 | 0 | 0 | 0 | 0 | 0 | 0 | 0 | 0 | 0 | 0 | 0 | 0 | 0 | 0 | 0 | 0 | 0 | 0 | 0 | 0
Lysate Vol |  |  | 0 | 0 | 0 | 0 | 0 | 0 | 0 | 0 | 0 | 0 | 0 | 0 | 0 | 0 | 0 | 0 | 0 | 0 | 0 | 0 | 0 | 0 | 0 | 0 | 0 | 0 | 0 | 0 | 0 | 0 | 0 | 0
0 |  |  | 0 | 0 | 0 | 0 | 0 | 0 | 0 | 0 | 0 | 0 | 0 | 0 | 0 | 0 | 0 | 0 | 0 | 0 | 0 | 0 | 0 | 0 | 0 | 0 | 0 | 0 | 0 | 0 | 0 | 0 | 0 | 0
Arch Type A |  |  | 0 | 0 | 0 | 0 | 0 | 0 | 0 | 0 | 0 | 0 | 0 | 0 | 0 | 0 | 0 | 0 | 0 | 0 | 0 | 0 | 0 | 0 | 0 | 0 | 0 | 0 | 0 | 0 | 0 | 0 | 0 | 0
Arch Type B |  |  | 0 | 0 | 0 | 0 | 0 | 0 | 0 | 0 | 0 | 0 | 0 | 0 | 0 | 0 | 0 | 0 | 0 | 0 | 0 | 0 | 0 | 0 | 0 | 0 | 0 | 0 | 0 | 0 | 0 | 0 | 0 | 0
Arch Type C |  |  | 0 | 0 | 0 | 0 | 0 | 0 | 0 | 0 | 0 | 0 | 0 | 0 | 0 | 0 | 0 | 0 | 0 | 0 | 0 | 0 | 0 | 0 | 0 | 0 | 0 | 0 | 0 | 0 | 0 | 0 | 0 | 0
0 |  |  | 0 | 0 | 0 | 0 | 0 | 0 | 0 | 0 | 0 | 0 | 0 | 0 | 0 | 0 | 0 | 0 | 0 | 0 | 0 | 0 | 0 | 0 | 0 | 0 | 0 | 0 | 0 | 0 | 0 | 0 | 0 | 0
Reuse |  |  | 0 | 0 | 0 | 0 | 0 | 0 | 0 | 0 | 0 | 0 | 0 | 0 | 0 | 0 | 0 | 0 | 0 | 0 | 0 | 0 | 0 | 0 | 0 | 0 | 0 | 0 | 0 | 0 | 0 | 0 | 0 | 0
Clean |  |  | 0 | 0 | 0 | 0 | 0 | 0 | 0 | 0 | 0 | 0 | 0 | 0 | 0 | 0 | 0 | 0 | 0 | 0 | 0 | 0 | 0 | 0 | 0 | 0 | 0 | 0 | 0 | 0 | 0 | 0 | 0 | 0
Replace |  |  | 0 | 0 | 0 | 0 | 0 | 0 | 0 | 0 | 0 | 0 | 0 | 0 | 0 | 0 | 0 | 0 | 0 | 0 | 0 | 0 | 0 | 0 | 0 | 0 | 0 | 0 | 0 | 0 | 0 | 0 | 0 | 0
Duplicate |  |  | 0 | 0 | 0 | 0 | 0 | 0 | 0 | 0 | 0 | 0 | 0 | 0 | 0 | 0 | 0 | 0 | 0 | 0 | 0 | 0 | 0 | 0 | 0 | times | 0 | 0 | 0 | 0 | 0 | 0 | 0 | 0
0 |  |  | 0 | 0 | 0 | 0 | 0 | 0 | 0 | 0 | 0 | 0 | 0 | 0 | 0 | 0 | 0 | 0 | 0 | 0 | 0 | 0 | 0 | 0 | 0 | 0 | 0 | 0 | 0 | 0 | 0 | 0 | 0 | 0
0 |  |  | 0 | 0 | 0 | 0 | 0 | 0 | 0 | 0 | 0 | 0 | 0 | 0 | 0 | 0 | 0 | 0 | 0 | 0 | 0 | 0 | 0 | 0 | 0 | 0 | 0 | 0 | 0 | 0 | 0 | 0 | 0 | 0
Reagent A |  |  | 0 | 0 | 0 | 0 | 0 | 0 | 0 | 0 | 0 | 0 | 0 | 0 | 0 | 0 | 0 | 0 | 0 | 0 | 0 | 0 | 0 | 0 | 0 | 0 | 0 | 0 | 0 | 0 | 0 | 0 | 0 | 0
Reagent B |  |  | 0 | 0 | 0 | 0 | 0 | 0 | 0 | 0 | 0 | 0 | 0 | 0 | 0 | 0 | 0 | 0 | 0 | 0 | 0 | 0 | 0 | 0 | 0 | 0 | 0 | 0 | 0 | 0 | 0 | 0 | 0 | 0
Reagent C |  |  | 0 | 0 | 0 | 0 | 0 | 0 | 0 | 0 | 0 | 0 | 0 | 0 | 0 | 0 | 0 | 0 | 0 | 0 | 0 | 0 | 0 | 0 | 0 | 0 | 0 | 0 | 0 | 0 | 0 | 0 | 0 | 0
Reagent D |  |  | 0 | 0 | 0 | 0 | 0 | 0 | 0 | 0 | 0 | 0 | 0 | 0 | 0 | 0 | 0 | 0 | 0 | 0 | 0 | 0 | 0 | 0 | 0 | 0 | 0 | 0 | 0 | 0 | 0 | 0 | 0 | 0
Reagent E |  |  | 0 | 0 | 0 | 0 | 0 | 0 | 0 | 0 | 0 | 0 | 0 | 0 | 0 | 0 | 0 | 0 | 0 | 0 | 0 | 0 | 0 | 0 | 0 | 0 | 0 | 0 | 0 | 0 | 0 | 0 | 0 | 0
Reagent F |  |  | 0 | 0 | 0 | 0 | 0 | 0 | 0 | 0 | 0 | 0 | 0 | 0 | 0 | 0 | 0 | 0 | 0 | 0 | 0 | 0 | 0 | 0 | 0 | 0 | 0 | 0 | 0 | 0 | 0 | 0 | 0 | 0
Reagent G |  |  | 0 | 0 | 0 | 0 | 0 | 0 | 0 | 0 | 0 | 0 | 0 | 0 | 0 | 0 | 0 | 0 | 0 | 0 | 0 | 0 | 0 | 0 | 0 | 0 | 0 | 0 | 0 | 0 | 0 | 0 | 0 | 0
Reagent H |  |  | 0 | 0 | 0 | 0 | 0 | 0 | 0 | 0 | 0 | 0 | 0 | 0 | 0 | 0 | 0 | 0 | 0 | 0 | 0 | 0 | 0 | 0 | 0 | 0 | 0 | 0 | 0 | 0 | 0 | 0 | 0 | 0
Reagent I |  |  | 0 | 0 | 0 | 0 | 0 | 0 | 0 | 0 | 0 | 0 | 0 | 0 | 0 | 0 | 0 | 0 | 0 | 0 | 0 | 0 | 0 | 0 | 0 | 0 | 0 | 0 | 0 | 0 | 0 | 0 | 0 | 0
Reagent J |  |  | 0 | 0 | 0 | 0 | 0 | 0 | 0 | 0 | 0 | 0 | 0 | 0 | 0 | 0 | 0 | 0 | 0 | 0 | 0 | 0 | 0 | 0 | 0 | 0 | 0 | 0 | 0 | 0 | 0 | 0 | 0 | 0
0 |  |  | 0 | 0 | 0 | 0 | 0 | 0 | 0 | 0 | 0 | 0 | 0 | 0 | 0 | 0 | 0 | 0 | 0 | 0 | 0 | 0 | 0 | 0 | 0 | 0 | 0 | 0 | 0 | 0 | 0 | 0 | 0 | 0
0 |  |  | 0 | 0 | 0 | 0 | 0 | 0 | 0 | 0 | 0 | 0 | 0 | 0 | 0 | 0 | 0 | 0 | 0 | 0 | 0 | 0 | 0 | 0 | 0 | 0 | 0 | 0 | 0 | 0 | 0 | 0 | 0 | 0
0 |  |  | 0 | 0 | 0 | 0 | 0 | 0 | 0 | 0 | 0 | 0 | 0 | 0 | 0 | 0 | 0 | 0 | 0 | 0 | 0 | 0 | 0 | 0 | 0 | 0 | 0 | 0 | 0 | 0 | 0 | 0 | 0 | 0
0 |  |  | 0 | 0 | 0 | 0 | 0 | 0 | 0 | 0 | 0 | 0 | 0 | 0 | 0 | 0 | 0 | 0 | 0 | 0 | 0 | 0 | 0 | 0 | 0 | 0 | 0 | 0 | 0 | 0 | 0 | 0 | 0 | 0
Waste 1 |  |  | 0 | 0 | 0 | 0 | 0 | 0 | 0 | 0 | 0 | 0 | 0 | 0 | 0 | 0 | 0 | 0 | 0 | 0 | 0 | 0 | 0 | 0 | 0 | 0 | 0 | 0 | 0 | 0 | 0 | 0 | 0 | 0
Waste 2 |  |  | 0 | 0 | 0 | 0 | 0 | 0 | 0 | 0 | 0 | 0 | 0 | 0 | 0 | 0 | 0 | 0 | 0 | 0 | 0 | 0 | 0 | 0 | 0 | 0 | 0 | 0 | 0 | 0 | 0 | 0 | 0 | 0
Waste 3 |  |  | 0 | 0 | 0 | 0 | 0 | 0 | 0 | 0 | 0 | 0 | 0 | 0 | 0 | 0 | 0 | 0 | 0 | 0 | 0 | 0 | 0 | 0 | 0 | 0 | 0 | 0 | 0 | 0 | 0 | 0 | 0 | 0
0 |  |  | 0 | 0 | 0 | 0 | 0 | 0 | 0 | 0 | 0 | 0 | 0 | 0 | 0 | 0 | 0 | 0 | 0 | 0 | 0 | 0 | 0 | 0 | 0 | 0 | 0 | 0 | 0 | 0 | 0 | 0 | 0 | 0
0 |  |  | 15 | 16 | 17 | 18 | 19 | 20 | 21 | 22 | 23 | 24 | 25 | 26 | 27 | 28 | 29 | 30 | 31 | 32 | 33 | 34 | 35 | 36 | 37 | 38 | 39 | 40 | 41 | 42 | 43 | 44 | 45 | 46
Internal Out Req
Ports
Tubing
Control
Pumping
Valving
Space |  |  | 40: cu-in; 42: cu-in
Mass
Max dP
Lysate Vol | bar: 24
0
Arch Type A
Arch Type B
Arch Type C
0
Reuse |  |  | 38: times
Clean |  |  | 38: times
Replace |  |  | 38: times
Duplicate |  |  | 38: times
0
0
Reagent A
Reagent B
Reagent C
Reagent D
Reagent E
Reagent F
Reagent G
Reagent H
Reagent I
Reagent J
0
0
0
0
Waste 1
Waste 2
Waste 3
0
0 |  |  | 15 | 16 | 17 | 18 | 19 | 20 | 21 | 22 | 23 | 24 | 25 | 26 | 27 | 28 | 29 | 30 | 31 | 32 | 33 | 34 | 35 | 36 | 37 | 38 | 39 | 40 | 41 | 42 | 43 | 44 | 45 | 46
|  |  | 0 | 0 | 0 | 0 | 0 | 0 | 0 | 0 | 0 | 0 | 0 | 0 | 0 | 0 | 0 | 0 | 0 | 0 | 0 | 0 | 0 | 0 | 0 | 0 | 0 | 0 | 0 | 0 | 0 | 0 | 0 | 0

## ArchF
| Draft | 0 | Sequester | 0 | Isolation | 0 | Filter | 0 | Filter Pump | 0 | Lyse, Sample Prep | 0 | Reagent Storage | 0 | Reagent Dosing | 0 | Transfer to AM | 0 | Archive | 0 | Archive Preservation | 0 | Archive Storage | 0 | Repeat | 0 | Pressure Housing | 0 | Total ESP Envelop | 0 | Platform | 0 | Control | 0
Functional Req
Volume | [18 empty] | 2 | L
Acquisition Time
Particle Size | [18 empty] | 0.5 | mm
Filter Rate | [18 empty] | 30 | min
Cross Contamination | [19 empty] | yes
Open Depth
Max Depth
Lysate volume
Lyse methods
Reagent number
Qty AM's
Archive methods | [19 empty] | qty
Qty Filter events
Qty Archive events
0
0
0
0
Max AUV Extension
Req'd AUV equip
AM vol
AM mass
0
0
0
0
0
0
0
Internal In Req
Ports |  |  | 0 | 0 | 0 | 0 | 0 | 0 | 0 | 0 | 0 | 0 | 0 | 0 | 0 | 0 | 0 | 0 | 0 | 0 | 0 | 0 | 0 | 0 | 0 | 0 | 0 | 0 | 0 | 0 | 0 | 0 | 0 | 0
Tubing |  |  | 0 | 0 | 0 | 0 | 0 | 0 | 0 | 0 | 0 | 0 | 0 | 0 | 0 | 0 | 0 | 0 | 0 | 0 | 0 | 0 | 0 | 0 | 0 | 0 | 0 | 0 | 0 | 0 | 0 | 0 | 0 | 0
Control |  |  | 0 | 0 | 0 | 0 | 0 | 0 | 0 | 0 | 0 | 0 | 0 | 0 | 0 | 0 | 0 | 0 | 0 | 0 | 0 | 0 | 0 | 0 | 0 | 0 | 0 | 0 | 0 | 0 | 0 | 0 | 0 | 0
Pumping |  |  | 0 | 0 | 0 | 0 | 0 | 0 | 0 | 0 | 0 | 0 | 0 | 0 | 0 | 0 | 0 | 0 | 0 | 0 | 0 | 0 | 0 | 0 | 0 | 0 | 0 | 0 | 0 | 0 | 0 | 0 | 0 | 0
Valving |  |  | 0 | 0 | 0 | 0 | 0 | 0 | 0 | 0 | 0 | 0 | 0 | 0 | 0 | 0 | 0 | 0 | 0 | 0 | 0 | 0 | 0 | 0 | 0 | 0 | 0 | 0 | 0 | 0 | 0 | 0 | 0 | 0
Space |  |  | 0 | 0 | 0 | 0 | 0 | 0 | 0 | 0 | 0 | 0 | 0 | 0 | 0 | 0 | 0 | 0 | 0 | 0 | 0 | 0 | 0 | 0 | 0 | 0 | 0 | 0 | 0 | 0 | 0 | 0 | 0 | 0
Mass |  |  | 0 | 0 | 0 | 0 | 0 | 0 | 0 | 0 | 0 | 0 | 0 | 0 | 0 | 0 | 0 | 0 | 0 | 0 | 0 | 0 | 0 | 0 | 0 | 0 | 0 | 0 | 0 | 0 | 0 | 0 | 0 | 0
Max dP |  |  | 0 | 0 | 0 | 0 | 0 | 0 | 0 | 0 | 0 | 0 | 0 | 0 | 0 | 0 | 0 | 0 | 0 | 0 | 0 | 0 | 0 | 0 | 0 | 0 | 0 | 0 | 0 | 0 | 0 | 0 | 0 | 0
Lysate Vol |  |  | 0 | 0 | 0 | 0 | 0 | 0 | 0 | 0 | 0 | 0 | 0 | 0 | 0 | 0 | 0 | 0 | 0 | 0 | 0 | 0 | 0 | 0 | 0 | 0 | 0 | 0 | 0 | 0 | 0 | 0 | 0 | 0
0 |  |  | 0 | 0 | 0 | 0 | 0 | 0 | 0 | 0 | 0 | 0 | 0 | 0 | 0 | 0 | 0 | 0 | 0 | 0 | 0 | 0 | 0 | 0 | 0 | 0 | 0 | 0 | 0 | 0 | 0 | 0 | 0 | 0
Arch Type A |  |  | 0 | 0 | 0 | 0 | 0 | 0 | 0 | 0 | 0 | 0 | 0 | 0 | 0 | 0 | 0 | 0 | 0 | 0 | 0 | 0 | 0 | 0 | 0 | 0 | 0 | 0 | 0 | 0 | 0 | 0 | 0 | 0
Arch Type B |  |  | 0 | 0 | 0 | 0 | 0 | 0 | 0 | 0 | 0 | 0 | 0 | 0 | 0 | 0 | 0 | 0 | 0 | 0 | 0 | 0 | 0 | 0 | 0 | 0 | 0 | 0 | 0 | 0 | 0 | 0 | 0 | 0
Arch Type C |  |  | 0 | 0 | 0 | 0 | 0 | 0 | 0 | 0 | 0 | 0 | 0 | 0 | 0 | 0 | 0 | 0 | 0 | 0 | 0 | 0 | 0 | 0 | 0 | 0 | 0 | 0 | 0 | 0 | 0 | 0 | 0 | 0
0 |  |  | 0 | 0 | 0 | 0 | 0 | 0 | 0 | 0 | 0 | 0 | 0 | 0 | 0 | 0 | 0 | 0 | 0 | 0 | 0 | 0 | 0 | 0 | 0 | 0 | 0 | 0 | 0 | 0 | 0 | 0 | 0 | 0
Reuse |  |  | 0 | 0 | 0 | 0 | 0 | 0 | 0 | 0 | 0 | 0 | 0 | 0 | 0 | 0 | 0 | 0 | 0 | 0 | 0 | 0 | 0 | 0 | 0 | 0 | 0 | 0 | 0 | 0 | 0 | 0 | 0 | 0
Clean |  |  | 0 | 0 | 0 | 0 | 0 | 0 | 0 | 0 | 0 | 0 | 0 | 0 | 0 | 0 | 0 | 0 | 0 | 0 | 0 | 0 | 0 | 0 | 0 | 0 | 0 | 0 | 0 | 0 | 0 | 0 | 0 | 0
Replace |  |  | 0 | 0 | 0 | 0 | 0 | 0 | 0 | 0 | 0 | 0 | 0 | 0 | 0 | 0 | 0 | 0 | 0 | 0 | 0 | 0 | 0 | 0 | 0 | 0 | 0 | 0 | 0 | 0 | 0 | 0 | 0 | 0
Duplicate |  |  | 0 | 0 | 0 | 0 | 0 | 0 | 0 | 0 | 0 | 0 | 0 | 0 | 0 | 0 | 0 | 0 | 0 | 0 | 0 | 0 | 0 | 0 | 0 | times | 0 | 0 | 0 | 0 | 0 | 0 | 0 | 0
0 |  |  | 0 | 0 | 0 | 0 | 0 | 0 | 0 | 0 | 0 | 0 | 0 | 0 | 0 | 0 | 0 | 0 | 0 | 0 | 0 | 0 | 0 | 0 | 0 | 0 | 0 | 0 | 0 | 0 | 0 | 0 | 0 | 0
0 |  |  | 0 | 0 | 0 | 0 | 0 | 0 | 0 | 0 | 0 | 0 | 0 | 0 | 0 | 0 | 0 | 0 | 0 | 0 | 0 | 0 | 0 | 0 | 0 | 0 | 0 | 0 | 0 | 0 | 0 | 0 | 0 | 0
Reagent A |  |  | 0 | 0 | 0 | 0 | 0 | 0 | 0 | 0 | 0 | 0 | 0 | 0 | 0 | 0 | 0 | 0 | 0 | 0 | 0 | 0 | 0 | 0 | 0 | 0 | 0 | 0 | 0 | 0 | 0 | 0 | 0 | 0
Reagent B |  |  | 0 | 0 | 0 | 0 | 0 | 0 | 0 | 0 | 0 | 0 | 0 | 0 | 0 | 0 | 0 | 0 | 0 | 0 | 0 | 0 | 0 | 0 | 0 | 0 | 0 | 0 | 0 | 0 | 0 | 0 | 0 | 0
Reagent C |  |  | 0 | 0 | 0 | 0 | 0 | 0 | 0 | 0 | 0 | 0 | 0 | 0 | 0 | 0 | 0 | 0 | 0 | 0 | 0 | 0 | 0 | 0 | 0 | 0 | 0 | 0 | 0 | 0 | 0 | 0 | 0 | 0
Reagent D |  |  | 0 | 0 | 0 | 0 | 0 | 0 | 0 | 0 | 0 | 0 | 0 | 0 | 0 | 0 | 0 | 0 | 0 | 0 | 0 | 0 | 0 | 0 | 0 | 0 | 0 | 0 | 0 | 0 | 0 | 0 | 0 | 0
Reagent E |  |  | 0 | 0 | 0 | 0 | 0 | 0 | 0 | 0 | 0 | 0 | 0 | 0 | 0 | 0 | 0 | 0 | 0 | 0 | 0 | 0 | 0 | 0 | 0 | 0 | 0 | 0 | 0 | 0 | 0 | 0 | 0 | 0
Reagent F |  |  | 0 | 0 | 0 | 0 | 0 | 0 | 0 | 0 | 0 | 0 | 0 | 0 | 0 | 0 | 0 | 0 | 0 | 0 | 0 | 0 | 0 | 0 | 0 | 0 | 0 | 0 | 0 | 0 | 0 | 0 | 0 | 0
Reagent G |  |  | 0 | 0 | 0 | 0 | 0 | 0 | 0 | 0 | 0 | 0 | 0 | 0 | 0 | 0 | 0 | 0 | 0 | 0 | 0 | 0 | 0 | 0 | 0 | 0 | 0 | 0 | 0 | 0 | 0 | 0 | 0 | 0
Reagent H |  |  | 0 | 0 | 0 | 0 | 0 | 0 | 0 | 0 | 0 | 0 | 0 | 0 | 0 | 0 | 0 | 0 | 0 | 0 | 0 | 0 | 0 | 0 | 0 | 0 | 0 | 0 | 0 | 0 | 0 | 0 | 0 | 0
Reagent I |  |  | 0 | 0 | 0 | 0 | 0 | 0 | 0 | 0 | 0 | 0 | 0 | 0 | 0 | 0 | 0 | 0 | 0 | 0 | 0 | 0 | 0 | 0 | 0 | 0 | 0 | 0 | 0 | 0 | 0 | 0 | 0 | 0
Reagent J |  |  | 0 | 0 | 0 | 0 | 0 | 0 | 0 | 0 | 0 | 0 | 0 | 0 | 0 | 0 | 0 | 0 | 0 | 0 | 0 | 0 | 0 | 0 | 0 | 0 | 0 | 0 | 0 | 0 | 0 | 0 | 0 | 0
0 |  |  | 0 | 0 | 0 | 0 | 0 | 0 | 0 | 0 | 0 | 0 | 0 | 0 | 0 | 0 | 0 | 0 | 0 | 0 | 0 | 0 | 0 | 0 | 0 | 0 | 0 | 0 | 0 | 0 | 0 | 0 | 0 | 0
0 |  |  | 0 | 0 | 0 | 0 | 0 | 0 | 0 | 0 | 0 | 0 | 0 | 0 | 0 | 0 | 0 | 0 | 0 | 0 | 0 | 0 | 0 | 0 | 0 | 0 | 0 | 0 | 0 | 0 | 0 | 0 | 0 | 0
0 |  |  | 0 | 0 | 0 | 0 | 0 | 0 | 0 | 0 | 0 | 0 | 0 | 0 | 0 | 0 | 0 | 0 | 0 | 0 | 0 | 0 | 0 | 0 | 0 | 0 | 0 | 0 | 0 | 0 | 0 | 0 | 0 | 0
0 |  |  | 0 | 0 | 0 | 0 | 0 | 0 | 0 | 0 | 0 | 0 | 0 | 0 | 0 | 0 | 0 | 0 | 0 | 0 | 0 | 0 | 0 | 0 | 0 | 0 | 0 | 0 | 0 | 0 | 0 | 0 | 0 | 0
Waste 1 |  |  | 0 | 0 | 0 | 0 | 0 | 0 | 0 | 0 | 0 | 0 | 0 | 0 | 0 | 0 | 0 | 0 | 0 | 0 | 0 | 0 | 0 | 0 | 0 | 0 | 0 | 0 | 0 | 0 | 0 | 0 | 0 | 0
Waste 2 |  |  | 0 | 0 | 0 | 0 | 0 | 0 | 0 | 0 | 0 | 0 | 0 | 0 | 0 | 0 | 0 | 0 | 0 | 0 | 0 | 0 | 0 | 0 | 0 | 0 | 0 | 0 | 0 | 0 | 0 | 0 | 0 | 0
Waste 3 |  |  | 0 | 0 | 0 | 0 | 0 | 0 | 0 | 0 | 0 | 0 | 0 | 0 | 0 | 0 | 0 | 0 | 0 | 0 | 0 | 0 | 0 | 0 | 0 | 0 | 0 | 0 | 0 | 0 | 0 | 0 | 0 | 0
0 |  |  | 0 | 0 | 0 | 0 | 0 | 0 | 0 | 0 | 0 | 0 | 0 | 0 | 0 | 0 | 0 | 0 | 0 | 0 | 0 | 0 | 0 | 0 | 0 | 0 | 0 | 0 | 0 | 0 | 0 | 0 | 0 | 0
0 |  |  | 17 | 18 | 19 | 20 | 21 | 22 | 23 | 24 | 25 | 26 | 27 | 28 | 29 | 30 | 31 | 32 | 33 | 34 | 35 | 36 | 37 | 38 | 39 | 40 | 41 | 42 | 43 | 44 | 45 | 46 | 47 | 48
Internal Out Req
Ports |  |  | 24: qty; 36: qty
Tubing
Control
Pumping
Valving
Space |  |  | 42: cu-in; 44: cu-in
Mass
Max dP |  |  | 24: psig
Lysate Vol
0
Arch Type A
Arch Type B
Arch Type C
0
Reuse |  |  | 40: times
Clean |  |  | 40: times
Replace |  |  | 40: times
Duplicate |  |  | 40: times
0
0
Reagent A
Reagent B
Reagent C
Reagent D
Reagent E
Reagent F
Reagent G
Reagent H
Reagent I
Reagent J
0
0
0
0
Waste 1
Waste 2
Waste 3
0
0 |  |  | 17 | 18 | 19 | 20 | 21 | 22 | 23 | 24 | 25 | 26 | 27 | 28 | 29 | 30 | 31 | 32 | 33 | 34 | 35 | 36 | 37 | 38 | 39 | 40 | 41 | 42 | 43 | 44 | 45 | 46 | 47 | 48
|  |  | 0 | 0 | 0 | 0 | 0 | 0 | 0 | 0 | 0 | 0 | 0 | 0 | 0 | 0 | 0 | 0 | 0 | 0 | 0 | 0 | 0 | 0 | 0 | 0 | 0 | 0 | 0 | 0 | 0 | 0 | 0 | 0

## APres
| Draft | 0 | Sequester | 0 | Isolation | 0 | Filter | 0 | Filter Pump | 0 | Lyse, Sample Prep | 0 | Reagent Storage | 0 | Reagent Dosing | 0 | Transfer to AM | 0 | Archive | 0 | Archive Preservation | 0 | Archive Storage | 0 | Repeat | 0 | Pressure Housing | 0 | Total ESP Envelop | 0 | Platform | 0 | Control | 0
Functional Req
Volume
Acquisition Time
Particle Size
Filter Rate
Cross Contamination
Open Depth
Max Depth
Lysate volume
Lyse methods
Reagent number
Qty AM's
Archive methods | [21 empty] | qty
Qty Filter events
Qty Archive events
0
0
0
0
Max AUV Extension
Req'd AUV equip
AM vol
AM mass
0
0
0
0
0
0
0
Internal In Req
Ports |  |  | 0 | 0 | 0 | 0 | 0 | 0 | 0 | 0 | 0 | 0 | 0 | 0 | 0 | 0 | 0 | 0 | 0 | qty | 0 | 0 | 0 | 0 | 0 | 0 | 0 | 0 | 0 | 0 | 0 | 0 | 0 | 0
Tubing |  |  | 0 | 0 | 0 | 0 | 0 | 0 | 0 | 0 | 0 | 0 | 0 | 0 | 0 | 0 | 0 | 0 | 0 | 0 | 0 | 0 | 0 | 0 | 0 | 0 | 0 | 0 | 0 | 0 | 0 | 0 | 0 | 0
Control |  |  | 0 | 0 | 0 | 0 | 0 | 0 | 0 | 0 | 0 | 0 | 0 | 0 | 0 | 0 | 0 | 0 | 0 | 0 | 0 | 0 | 0 | 0 | 0 | 0 | 0 | 0 | 0 | 0 | 0 | 0 | 0 | 0
Pumping |  |  | 0 | 0 | 0 | 0 | 0 | 0 | 0 | 0 | 0 | 0 | 0 | 0 | 0 | 0 | 0 | 0 | 0 | 0 | 0 | 0 | 0 | 0 | 0 | 0 | 0 | 0 | 0 | 0 | 0 | 0 | 0 | 0
Valving |  |  | 0 | 0 | 0 | 0 | 0 | 0 | 0 | 0 | 0 | 0 | 0 | 0 | 0 | 0 | 0 | 0 | 0 | 0 | 0 | 0 | 0 | 0 | 0 | 0 | 0 | 0 | 0 | 0 | 0 | 0 | 0 | 0
Space |  |  | 0 | 0 | 0 | 0 | 0 | 0 | 0 | 0 | 0 | 0 | 0 | 0 | 0 | 0 | 0 | 0 | 0 | 0 | 0 | 0 | 0 | 0 | 0 | 0 | 0 | 0 | 0 | 0 | 0 | 0 | 0 | 0
Mass |  |  | 0 | 0 | 0 | 0 | 0 | 0 | 0 | 0 | 0 | 0 | 0 | 0 | 0 | 0 | 0 | 0 | 0 | 0 | 0 | 0 | 0 | 0 | 0 | 0 | 0 | 0 | 0 | 0 | 0 | 0 | 0 | 0
Max dP |  |  | 0 | 0 | 0 | 0 | 0 | 0 | 0 | 0 | 0 | 0 | 0 | 0 | 0 | 0 | 0 | 0 | 0 | 0 | 0 | 0 | 0 | 0 | 0 | 0 | 0 | 0 | 0 | 0 | 0 | 0 | 0 | 0
Lysate Vol |  |  | 0 | 0 | 0 | 0 | 0 | 0 | 0 | 0 | 0 | 0 | 0 | 0 | 0 | 0 | 0 | 0 | 0 | 0 | 0 | 0 | 0 | 0 | 0 | 0 | 0 | 0 | 0 | 0 | 0 | 0 | 0 | 0
0 |  |  | 0 | 0 | 0 | 0 | 0 | 0 | 0 | 0 | 0 | 0 | 0 | 0 | 0 | 0 | 0 | 0 | 0 | 0 | 0 | 0 | 0 | 0 | 0 | 0 | 0 | 0 | 0 | 0 | 0 | 0 | 0 | 0
Arch Type A |  |  | 0 | 0 | 0 | 0 | 0 | 0 | 0 | 0 | 0 | 0 | 0 | 0 | 0 | 0 | 0 | 0 | 0 | 0 | 0 | 0 | 0 | 0 | 0 | 0 | 0 | 0 | 0 | 0 | 0 | 0 | 0 | 0
Arch Type B |  |  | 0 | 0 | 0 | 0 | 0 | 0 | 0 | 0 | 0 | 0 | 0 | 0 | 0 | 0 | 0 | 0 | 0 | 0 | 0 | 0 | 0 | 0 | 0 | 0 | 0 | 0 | 0 | 0 | 0 | 0 | 0 | 0
Arch Type C |  |  | 0 | 0 | 0 | 0 | 0 | 0 | 0 | 0 | 0 | 0 | 0 | 0 | 0 | 0 | 0 | 0 | 0 | 0 | 0 | 0 | 0 | 0 | 0 | 0 | 0 | 0 | 0 | 0 | 0 | 0 | 0 | 0
0 |  |  | 0 | 0 | 0 | 0 | 0 | 0 | 0 | 0 | 0 | 0 | 0 | 0 | 0 | 0 | 0 | 0 | 0 | 0 | 0 | 0 | 0 | 0 | 0 | 0 | 0 | 0 | 0 | 0 | 0 | 0 | 0 | 0
Reuse |  |  | 0 | 0 | 0 | 0 | 0 | 0 | 0 | 0 | 0 | 0 | 0 | 0 | 0 | 0 | 0 | 0 | 0 | 0 | 0 | 0 | 0 | 0 | 0 | 0 | 0 | 0 | 0 | 0 | 0 | 0 | 0 | 0
Clean |  |  | 0 | 0 | 0 | 0 | 0 | 0 | 0 | 0 | 0 | 0 | 0 | 0 | 0 | 0 | 0 | 0 | 0 | 0 | 0 | 0 | 0 | 0 | 0 | 0 | 0 | 0 | 0 | 0 | 0 | 0 | 0 | 0
Replace |  |  | 0 | 0 | 0 | 0 | 0 | 0 | 0 | 0 | 0 | 0 | 0 | 0 | 0 | 0 | 0 | 0 | 0 | 0 | 0 | 0 | 0 | 0 | 0 | 0 | 0 | 0 | 0 | 0 | 0 | 0 | 0 | 0
Duplicate |  |  | 0 | 0 | 0 | 0 | 0 | 0 | 0 | 0 | 0 | 0 | 0 | 0 | 0 | 0 | 0 | 0 | 0 | 0 | 0 | 0 | 0 | 0 | 0 | times | 0 | 0 | 0 | 0 | 0 | 0 | 0 | 0
0 |  |  | 0 | 0 | 0 | 0 | 0 | 0 | 0 | 0 | 0 | 0 | 0 | 0 | 0 | 0 | 0 | 0 | 0 | 0 | 0 | 0 | 0 | 0 | 0 | 0 | 0 | 0 | 0 | 0 | 0 | 0 | 0 | 0
0 |  |  | 0 | 0 | 0 | 0 | 0 | 0 | 0 | 0 | 0 | 0 | 0 | 0 | 0 | 0 | 0 | 0 | 0 | 0 | 0 | 0 | 0 | 0 | 0 | 0 | 0 | 0 | 0 | 0 | 0 | 0 | 0 | 0
Reagent A |  |  | 0 | 0 | 0 | 0 | 0 | 0 | 0 | 0 | 0 | 0 | 0 | 0 | 0 | 0 | 0 | 0 | 0 | 0 | 0 | 0 | 0 | 0 | 0 | 0 | 0 | 0 | 0 | 0 | 0 | 0 | 0 | 0
Reagent B |  |  | 0 | 0 | 0 | 0 | 0 | 0 | 0 | 0 | 0 | 0 | 0 | 0 | 0 | 0 | 0 | 0 | 0 | 0 | 0 | 0 | 0 | 0 | 0 | 0 | 0 | 0 | 0 | 0 | 0 | 0 | 0 | 0
Reagent C |  |  | 0 | 0 | 0 | 0 | 0 | 0 | 0 | 0 | 0 | 0 | 0 | 0 | 0 | 0 | 0 | 0 | 0 | 0 | 0 | 0 | 0 | 0 | 0 | 0 | 0 | 0 | 0 | 0 | 0 | 0 | 0 | 0
Reagent D |  |  | 0 | 0 | 0 | 0 | 0 | 0 | 0 | 0 | 0 | 0 | 0 | 0 | 0 | 0 | 0 | 0 | 0 | 0 | 0 | 0 | 0 | 0 | 0 | 0 | 0 | 0 | 0 | 0 | 0 | 0 | 0 | 0
Reagent E |  |  | 0 | 0 | 0 | 0 | 0 | 0 | 0 | 0 | 0 | 0 | 0 | 0 | 0 | 0 | 0 | 0 | 0 | 0 | 0 | 0 | 0 | 0 | 0 | 0 | 0 | 0 | 0 | 0 | 0 | 0 | 0 | 0
Reagent F |  |  | 0 | 0 | 0 | 0 | 0 | 0 | 0 | 0 | 0 | 0 | 0 | 0 | 0 | 0 | 0 | 0 | 0 | 0 | 0 | 0 | 0 | 0 | 0 | 0 | 0 | 0 | 0 | 0 | 0 | 0 | 0 | 0
Reagent G |  |  | 0 | 0 | 0 | 0 | 0 | 0 | 0 | 0 | 0 | 0 | 0 | 0 | 0 | 0 | 0 | 0 | 0 | 0 | 0 | 0 | 0 | 0 | 0 | 0 | 0 | 0 | 0 | 0 | 0 | 0 | 0 | 0
Reagent H |  |  | 0 | 0 | 0 | 0 | 0 | 0 | 0 | 0 | 0 | 0 | 0 | 0 | 0 | 0 | 0 | 0 | 0 | 0 | 0 | 0 | 0 | 0 | 0 | 0 | 0 | 0 | 0 | 0 | 0 | 0 | 0 | 0
Reagent I |  |  | 0 | 0 | 0 | 0 | 0 | 0 | 0 | 0 | 0 | 0 | 0 | 0 | 0 | 0 | 0 | 0 | 0 | 0 | 0 | 0 | 0 | 0 | 0 | 0 | 0 | 0 | 0 | 0 | 0 | 0 | 0 | 0
Reagent J |  |  | 0 | 0 | 0 | 0 | 0 | 0 | 0 | 0 | 0 | 0 | 0 | 0 | 0 | 0 | 0 | 0 | 0 | 0 | 0 | 0 | 0 | 0 | 0 | 0 | 0 | 0 | 0 | 0 | 0 | 0 | 0 | 0
0 |  |  | 0 | 0 | 0 | 0 | 0 | 0 | 0 | 0 | 0 | 0 | 0 | 0 | 0 | 0 | 0 | 0 | 0 | 0 | 0 | 0 | 0 | 0 | 0 | 0 | 0 | 0 | 0 | 0 | 0 | 0 | 0 | 0
0 |  |  | 0 | 0 | 0 | 0 | 0 | 0 | 0 | 0 | 0 | 0 | 0 | 0 | 0 | 0 | 0 | 0 | 0 | 0 | 0 | 0 | 0 | 0 | 0 | 0 | 0 | 0 | 0 | 0 | 0 | 0 | 0 | 0
0 |  |  | 0 | 0 | 0 | 0 | 0 | 0 | 0 | 0 | 0 | 0 | 0 | 0 | 0 | 0 | 0 | 0 | 0 | 0 | 0 | 0 | 0 | 0 | 0 | 0 | 0 | 0 | 0 | 0 | 0 | 0 | 0 | 0
0 |  |  | 0 | 0 | 0 | 0 | 0 | 0 | 0 | 0 | 0 | 0 | 0 | 0 | 0 | 0 | 0 | 0 | 0 | 0 | 0 | 0 | 0 | 0 | 0 | 0 | 0 | 0 | 0 | 0 | 0 | 0 | 0 | 0
Waste 1 |  |  | 0 | 0 | 0 | 0 | 0 | 0 | 0 | 0 | 0 | 0 | 0 | 0 | 0 | 0 | 0 | 0 | 0 | 0 | 0 | 0 | 0 | 0 | 0 | 0 | 0 | 0 | 0 | 0 | 0 | 0 | 0 | 0
Waste 2 |  |  | 0 | 0 | 0 | 0 | 0 | 0 | 0 | 0 | 0 | 0 | 0 | 0 | 0 | 0 | 0 | 0 | 0 | 0 | 0 | 0 | 0 | 0 | 0 | 0 | 0 | 0 | 0 | 0 | 0 | 0 | 0 | 0
Waste 3 |  |  | 0 | 0 | 0 | 0 | 0 | 0 | 0 | 0 | 0 | 0 | 0 | 0 | 0 | 0 | 0 | 0 | 0 | 0 | 0 | 0 | 0 | 0 | 0 | 0 | 0 | 0 | 0 | 0 | 0 | 0 | 0 | 0
0 |  |  | 0 | 0 | 0 | 0 | 0 | 0 | 0 | 0 | 0 | 0 | 0 | 0 | 0 | 0 | 0 | 0 | 0 | 0 | 0 | 0 | 0 | 0 | 0 | 0 | 0 | 0 | 0 | 0 | 0 | 0 | 0 | 0
0 |  |  | 19 | 20 | 21 | 22 | 23 | 24 | 25 | 26 | 27 | 28 | 29 | 30 | 31 | 32 | 33 | 34 | 35 | 36 | 37 | 38 | 39 | 40 | 41 | 42 | 43 | 44 | 45 | 46 | 47 | 48 | 49 | 50
Internal Out Req
Ports
Tubing
Control
Pumping
Valving
Space |  |  | 44: cu-in; 46: cu-in
Mass
Max dP
Lysate Vol
0
Arch Type A | bar: 40
Arch Type B | bar: 40
Arch Type C | bar: 40
0
Reuse |  |  | 42: times
Clean |  |  | 42: times
Replace |  |  | 42: times
Duplicate |  |  | 42: times
0
0
Reagent A | bar: 32
Reagent B | bar: 32
Reagent C | bar: 32
Reagent D | bar: 32
Reagent E | bar: 32
Reagent F | bar: 32
Reagent G | bar: 32
Reagent H | bar: 32
Reagent I
Reagent J
0
0
0
0
Waste 1 | bar: 32
Waste 2 | bar: 32
Waste 3 | bar: 32
0
0 |  |  | 19 | 20 | 21 | 22 | 23 | 24 | 25 | 26 | 27 | 28 | 29 | 30 | 31 | 32 | 33 | 34 | 35 | 36 | 37 | 38 | 39 | 40 | 41 | 42 | 43 | 44 | 45 | 46 | 47 | 48 | 49 | 50
|  |  | 0 | 0 | 0 | 0 | 0 | 0 | 0 | 0 | 0 | 0 | 0 | 0 | 0 | 0 | 0 | 0 | 0 | 0 | 0 | 0 | 0 | 0 | 0 | 0 | 0 | 0 | 0 | 0 | 0 | 0 | 0 | 0

## ArcSt
| Draft | 0 | Sequester | 0 | Isolation | 0 | Filter | 0 | Filter Pump | 0 | Lyse, Sample Prep | 0 | Reagent Storage | 0 | Reagent Dosing | 0 | Transfer to AM | 0 | Archive | 0 | Archive Preservation | 0 | Archive Storage | 0 | Repeat | 0 | Pressure Housing | 0 | Total ESP Envelop | 0 | Platform | 0 | Control | 0
Functional Req
Volume
Acquisition Time
Particle Size
Filter Rate
Cross Contamination
Open Depth
Max Depth
Lysate volume
Lyse methods
Reagent number
Qty AM's
Archive methods
Qty Filter events
Qty Archive events
0
0
0
0
Max AUV Extension
Req'd AUV equip
AM vol
AM mass
0
0
0
0
0
0
0
Internal In Req
Ports |  |  | 0 | 0 | 0 | 0 | 0 | 0 | 0 | 0 | 0 | 0 | 0 | 0 | 0 | 0 | 0 | 0 | 0 | 0 | 0 | 0 | 0 | 0 | 0 | 0 | 0 | 0 | 0 | 0 | 0 | 0 | 0 | 0
Tubing |  |  | 0 | 0 | 0 | 0 | 0 | 0 | 0 | 0 | 0 | 0 | 0 | 0 | 0 | 0 | 0 | 0 | 0 | 0 | 0 | 0 | 0 | 0 | 0 | 0 | 0 | 0 | 0 | 0 | 0 | 0 | 0 | 0
Control |  |  | 0 | 0 | 0 | 0 | 0 | 0 | 0 | 0 | 0 | 0 | 0 | 0 | 0 | 0 | 0 | 0 | 0 | 0 | 0 | 0 | 0 | 0 | 0 | 0 | 0 | 0 | 0 | 0 | 0 | 0 | 0 | 0
Pumping |  |  | 0 | 0 | 0 | 0 | 0 | 0 | 0 | 0 | 0 | 0 | 0 | 0 | 0 | 0 | 0 | 0 | 0 | 0 | 0 | 0 | 0 | 0 | 0 | 0 | 0 | 0 | 0 | 0 | 0 | 0 | 0 | 0
Valving |  |  | 0 | 0 | 0 | 0 | 0 | 0 | 0 | 0 | 0 | 0 | 0 | 0 | 0 | 0 | 0 | 0 | 0 | 0 | 0 | 0 | 0 | 0 | 0 | 0 | 0 | 0 | 0 | 0 | 0 | 0 | 0 | 0
Space |  |  | 0 | 0 | 0 | 0 | 0 | 0 | 0 | 0 | 0 | 0 | 0 | 0 | 0 | 0 | 0 | 0 | 0 | 0 | 0 | 0 | 0 | 0 | 0 | 0 | 0 | 0 | 0 | 0 | 0 | 0 | 0 | 0
Mass |  |  | 0 | 0 | 0 | 0 | 0 | 0 | 0 | 0 | 0 | 0 | 0 | 0 | 0 | 0 | 0 | 0 | 0 | 0 | 0 | 0 | 0 | 0 | 0 | 0 | 0 | 0 | 0 | 0 | 0 | 0 | 0 | 0
Max dP |  |  | 0 | 0 | 0 | 0 | 0 | 0 | 0 | 0 | 0 | 0 | 0 | 0 | 0 | 0 | 0 | 0 | 0 | 0 | 0 | 0 | 0 | 0 | 0 | 0 | 0 | 0 | 0 | 0 | 0 | 0 | 0 | 0
Lysate Vol |  |  | 0 | 0 | 0 | 0 | 0 | 0 | 0 | 0 | 0 | 0 | 0 | 0 | 0 | 0 | 0 | 0 | 0 | 0 | 0 | 0 | 0 | 0 | 0 | 0 | 0 | 0 | 0 | 0 | 0 | 0 | 0 | 0
0 |  |  | 0 | 0 | 0 | 0 | 0 | 0 | 0 | 0 | 0 | 0 | 0 | 0 | 0 | 0 | 0 | 0 | 0 | 0 | 0 | 0 | 0 | 0 | 0 | 0 | 0 | 0 | 0 | 0 | 0 | 0 | 0 | 0
Arch Type A |  |  | 0 | 0 | 0 | 0 | 0 | 0 | 0 | 0 | 0 | 0 | 0 | 0 | 0 | 0 | 0 | 0 | 0 | 0 | 0 | q | 0 | 0 | 0 | 0 | 0 | 0 | 0 | 0 | 0 | 0 | 0 | 0
Arch Type B |  |  | 0 | 0 | 0 | 0 | 0 | 0 | 0 | 0 | 0 | 0 | 0 | 0 | 0 | 0 | 0 | 0 | 0 | 0 | 0 | q | 0 | 0 | 0 | 0 | 0 | 0 | 0 | 0 | 0 | 0 | 0 | 0
Arch Type C |  |  | 0 | 0 | 0 | 0 | 0 | 0 | 0 | 0 | 0 | 0 | 0 | 0 | 0 | 0 | 0 | 0 | 0 | 0 | 0 | q | 0 | 0 | 0 | 0 | 0 | 0 | 0 | 0 | 0 | 0 | 0 | 0
0 |  |  | 0 | 0 | 0 | 0 | 0 | 0 | 0 | 0 | 0 | 0 | 0 | 0 | 0 | 0 | 0 | 0 | 0 | 0 | 0 | 0 | 0 | 0 | 0 | 0 | 0 | 0 | 0 | 0 | 0 | 0 | 0 | 0
Reuse |  |  | 0 | 0 | 0 | 0 | 0 | 0 | 0 | 0 | 0 | 0 | 0 | 0 | 0 | 0 | 0 | 0 | 0 | 0 | 0 | 0 | 0 | 0 | 0 | 0 | 0 | 0 | 0 | 0 | 0 | 0 | 0 | 0
Clean |  |  | 0 | 0 | 0 | 0 | 0 | 0 | 0 | 0 | 0 | 0 | 0 | 0 | 0 | 0 | 0 | 0 | 0 | 0 | 0 | 0 | 0 | 0 | 0 | 0 | 0 | 0 | 0 | 0 | 0 | 0 | 0 | 0
Replace |  |  | 0 | 0 | 0 | 0 | 0 | 0 | 0 | 0 | 0 | 0 | 0 | 0 | 0 | 0 | 0 | 0 | 0 | 0 | 0 | 0 | 0 | 0 | 0 | 0 | 0 | 0 | 0 | 0 | 0 | 0 | 0 | 0
Duplicate |  |  | 0 | 0 | 0 | 0 | 0 | 0 | 0 | 0 | 0 | 0 | 0 | 0 | 0 | 0 | 0 | 0 | 0 | 0 | 0 | 0 | 0 | 0 | 0 | times | 0 | 0 | 0 | 0 | 0 | 0 | 0 | 0
0 |  |  | 0 | 0 | 0 | 0 | 0 | 0 | 0 | 0 | 0 | 0 | 0 | 0 | 0 | 0 | 0 | 0 | 0 | 0 | 0 | 0 | 0 | 0 | 0 | 0 | 0 | 0 | 0 | 0 | 0 | 0 | 0 | 0
0 |  |  | 0 | 0 | 0 | 0 | 0 | 0 | 0 | 0 | 0 | 0 | 0 | 0 | 0 | 0 | 0 | 0 | 0 | 0 | 0 | 0 | 0 | 0 | 0 | 0 | 0 | 0 | 0 | 0 | 0 | 0 | 0 | 0
Reagent A |  |  | 0 | 0 | 0 | 0 | 0 | 0 | 0 | 0 | 0 | 0 | 0 | 0 | 0 | 0 | 0 | 0 | 0 | 0 | 0 | 0 | 0 | 0 | 0 | 0 | 0 | 0 | 0 | 0 | 0 | 0 | 0 | 0
Reagent B |  |  | 0 | 0 | 0 | 0 | 0 | 0 | 0 | 0 | 0 | 0 | 0 | 0 | 0 | 0 | 0 | 0 | 0 | 0 | 0 | 0 | 0 | 0 | 0 | 0 | 0 | 0 | 0 | 0 | 0 | 0 | 0 | 0
Reagent C |  |  | 0 | 0 | 0 | 0 | 0 | 0 | 0 | 0 | 0 | 0 | 0 | 0 | 0 | 0 | 0 | 0 | 0 | 0 | 0 | 0 | 0 | 0 | 0 | 0 | 0 | 0 | 0 | 0 | 0 | 0 | 0 | 0
Reagent D |  |  | 0 | 0 | 0 | 0 | 0 | 0 | 0 | 0 | 0 | 0 | 0 | 0 | 0 | 0 | 0 | 0 | 0 | 0 | 0 | 0 | 0 | 0 | 0 | 0 | 0 | 0 | 0 | 0 | 0 | 0 | 0 | 0
Reagent E |  |  | 0 | 0 | 0 | 0 | 0 | 0 | 0 | 0 | 0 | 0 | 0 | 0 | 0 | 0 | 0 | 0 | 0 | 0 | 0 | 0 | 0 | 0 | 0 | 0 | 0 | 0 | 0 | 0 | 0 | 0 | 0 | 0
Reagent F |  |  | 0 | 0 | 0 | 0 | 0 | 0 | 0 | 0 | 0 | 0 | 0 | 0 | 0 | 0 | 0 | 0 | 0 | 0 | 0 | 0 | 0 | 0 | 0 | 0 | 0 | 0 | 0 | 0 | 0 | 0 | 0 | 0
Reagent G |  |  | 0 | 0 | 0 | 0 | 0 | 0 | 0 | 0 | 0 | 0 | 0 | 0 | 0 | 0 | 0 | 0 | 0 | 0 | 0 | 0 | 0 | 0 | 0 | 0 | 0 | 0 | 0 | 0 | 0 | 0 | 0 | 0
Reagent H |  |  | 0 | 0 | 0 | 0 | 0 | 0 | 0 | 0 | 0 | 0 | 0 | 0 | 0 | 0 | 0 | 0 | 0 | 0 | 0 | 0 | 0 | 0 | 0 | 0 | 0 | 0 | 0 | 0 | 0 | 0 | 0 | 0
Reagent I |  |  | 0 | 0 | 0 | 0 | 0 | 0 | 0 | 0 | 0 | 0 | 0 | 0 | 0 | 0 | 0 | 0 | 0 | 0 | 0 | 0 | 0 | 0 | 0 | 0 | 0 | 0 | 0 | 0 | 0 | 0 | 0 | 0
Reagent J |  |  | 0 | 0 | 0 | 0 | 0 | 0 | 0 | 0 | 0 | 0 | 0 | 0 | 0 | 0 | 0 | 0 | 0 | 0 | 0 | 0 | 0 | 0 | 0 | 0 | 0 | 0 | 0 | 0 | 0 | 0 | 0 | 0
0 |  |  | 0 | 0 | 0 | 0 | 0 | 0 | 0 | 0 | 0 | 0 | 0 | 0 | 0 | 0 | 0 | 0 | 0 | 0 | 0 | 0 | 0 | 0 | 0 | 0 | 0 | 0 | 0 | 0 | 0 | 0 | 0 | 0
0 |  |  | 0 | 0 | 0 | 0 | 0 | 0 | 0 | 0 | 0 | 0 | 0 | 0 | 0 | 0 | 0 | 0 | 0 | 0 | 0 | 0 | 0 | 0 | 0 | 0 | 0 | 0 | 0 | 0 | 0 | 0 | 0 | 0
0 |  |  | 0 | 0 | 0 | 0 | 0 | 0 | 0 | 0 | 0 | 0 | 0 | 0 | 0 | 0 | 0 | 0 | 0 | 0 | 0 | 0 | 0 | 0 | 0 | 0 | 0 | 0 | 0 | 0 | 0 | 0 | 0 | 0
0 |  |  | 0 | 0 | 0 | 0 | 0 | 0 | 0 | 0 | 0 | 0 | 0 | 0 | 0 | 0 | 0 | 0 | 0 | 0 | 0 | 0 | 0 | 0 | 0 | 0 | 0 | 0 | 0 | 0 | 0 | 0 | 0 | 0
Waste 1 |  |  | 0 | 0 | 0 | 0 | 0 | 0 | 0 | 0 | 0 | 0 | 0 | 0 | 0 | 0 | 0 | 0 | 0 | 0 | 0 | 0 | 0 | 0 | 0 | 0 | 0 | 0 | 0 | 0 | 0 | 0 | 0 | 0
Waste 2 |  |  | 0 | 0 | 0 | 0 | 0 | 0 | 0 | 0 | 0 | 0 | 0 | 0 | 0 | 0 | 0 | 0 | 0 | 0 | 0 | 0 | 0 | 0 | 0 | 0 | 0 | 0 | 0 | 0 | 0 | 0 | 0 | 0
Waste 3 |  |  | 0 | 0 | 0 | 0 | 0 | 0 | 0 | 0 | 0 | 0 | 0 | 0 | 0 | 0 | 0 | 0 | 0 | 0 | 0 | 0 | 0 | 0 | 0 | 0 | 0 | 0 | 0 | 0 | 0 | 0 | 0 | 0
0 |  |  | 0 | 0 | 0 | 0 | 0 | 0 | 0 | 0 | 0 | 0 | 0 | 0 | 0 | 0 | 0 | 0 | 0 | 0 | 0 | 0 | 0 | 0 | 0 | 0 | 0 | 0 | 0 | 0 | 0 | 0 | 0 | 0
0 |  |  | 21 | 22 | 23 | 24 | 25 | 26 | 27 | 28 | 29 | 30 | 31 | 32 | 33 | 34 | 35 | 36 | 37 | 38 | 39 | 40 | 41 | 42 | 43 | 44 | 45 | 46 | 47 | 48 | 49 | 50 | 51 | 52
Internal Out Req
Ports
Tubing
Control
Pumping
Valving
Space |  |  | 46: cu-in; 48: cu-in
Mass
Max dP
Lysate Vol
0
Arch Type A
Arch Type B
Arch Type C
0
Reuse |  |  | 44: times
Clean |  |  | 44: times
Replace |  |  | 44: times
Duplicate |  |  | 44: times
0
0
Reagent A
Reagent B
Reagent C
Reagent D
Reagent E
Reagent F
Reagent G
Reagent H
Reagent I
Reagent J
0
0
0
0
Waste 1
Waste 2
Waste 3
0
0 |  |  | 21 | 22 | 23 | 24 | 25 | 26 | 27 | 28 | 29 | 30 | 31 | 32 | 33 | 34 | 35 | 36 | 37 | 38 | 39 | 40 | 41 | 42 | 43 | 44 | 45 | 46 | 47 | 48 | 49 | 50 | 51 | 52
|  |  | 0 | 0 | 0 | 0 | 0 | 0 | 0 | 0 | 0 | 0 | 0 | 0 | 0 | 0 | 0 | 0 | 0 | 0 | 0 | 0 | 0 | 0 | 0 | 0 | 0 | 0 | 0 | 0 | 0 | 0 | 0 | 0

## Rep
| Draft | 0 | Sequester | 0 | Isolation | 0 | Filter | 0 | Filter Pump | 0 | Lyse, Sample Prep | 0 | Reagent Storage | 0 | Reagent Dosing | 0 | Transfer to AM | 0 | Archive | 0 | Archive Preservation | 0 | Archive Storage | 0 | Repeat | 0 | Pressure Housing | 0 | Total ESP Envelop | 0 | Platform | 0 | Control | 0
Functional Req
Volume
Acquisition Time
Particle Size
Filter Rate
Cross Contamination
Open Depth
Max Depth
Lysate volume
Lyse methods
Reagent number
Qty AM's
Archive methods
Qty Filter events
Qty Archive events
0
0
0
0
Max AUV Extension
Req'd AUV equip
AM vol
AM mass
0
0
0
0
0
0
0
Internal In Req
Ports |  |  | 0 | 0 | 0 | 0 | 0 | 0 | 0 | 0 | 0 | 0 | 0 | 0 | 0 | 0 | 0 | 0 | 0 | 0 | 0 | 0 | 0 | 0 | 0 | 0 | 0 | 0 | 0 | 0 | 0 | 0 | 0 | 0
Tubing |  |  | 0 | 0 | 0 | 0 | 0 | 0 | 0 | 0 | 0 | 0 | 0 | 0 | 0 | 0 | 0 | 0 | 0 | 0 | 0 | 0 | 0 | 0 | 0 | 0 | 0 | 0 | 0 | 0 | 0 | 0 | 0 | 0
Control |  |  | 0 | 0 | 0 | 0 | 0 | 0 | 0 | 0 | 0 | 0 | 0 | 0 | 0 | 0 | 0 | 0 | 0 | 0 | 0 | 0 | 0 | 0 | 0 | 0 | 0 | 0 | 0 | 0 | 0 | 0 | 0 | 0
Pumping |  |  | 0 | 0 | 0 | 0 | 0 | 0 | 0 | 0 | 0 | 0 | 0 | 0 | 0 | 0 | 0 | 0 | 0 | 0 | 0 | 0 | 0 | 0 | 0 | 0 | 0 | 0 | 0 | 0 | 0 | 0 | 0 | 0
Valving |  |  | 0 | 0 | 0 | 0 | 0 | 0 | 0 | 0 | 0 | 0 | 0 | 0 | 0 | 0 | 0 | 0 | 0 | 0 | 0 | 0 | 0 | 0 | 0 | 0 | 0 | 0 | 0 | 0 | 0 | 0 | 0 | 0
Space |  |  | 0 | 0 | 0 | 0 | 0 | 0 | 0 | 0 | 0 | 0 | 0 | 0 | 0 | 0 | 0 | 0 | 0 | 0 | 0 | 0 | 0 | 0 | 0 | 0 | 0 | 0 | 0 | 0 | 0 | 0 | 0 | 0
Mass |  |  | 0 | 0 | 0 | 0 | 0 | 0 | 0 | 0 | 0 | 0 | 0 | 0 | 0 | 0 | 0 | 0 | 0 | 0 | 0 | 0 | 0 | 0 | 0 | 0 | 0 | 0 | 0 | 0 | 0 | 0 | 0 | 0
Max dP |  |  | 0 | 0 | 0 | 0 | 0 | 0 | 0 | 0 | 0 | 0 | 0 | 0 | 0 | 0 | 0 | 0 | 0 | 0 | 0 | 0 | 0 | 0 | 0 | 0 | 0 | 0 | 0 | 0 | 0 | 0 | 0 | 0
Lysate Vol |  |  | 0 | 0 | 0 | 0 | 0 | 0 | 0 | 0 | 0 | 0 | 0 | 0 | 0 | 0 | 0 | 0 | 0 | 0 | 0 | 0 | 0 | 0 | 0 | 0 | 0 | 0 | 0 | 0 | 0 | 0 | 0 | 0
0 |  |  | 0 | 0 | 0 | 0 | 0 | 0 | 0 | 0 | 0 | 0 | 0 | 0 | 0 | 0 | 0 | 0 | 0 | 0 | 0 | 0 | 0 | 0 | 0 | 0 | 0 | 0 | 0 | 0 | 0 | 0 | 0 | 0
Arch Type A |  |  | 0 | 0 | 0 | 0 | 0 | 0 | 0 | 0 | 0 | 0 | 0 | 0 | 0 | 0 | 0 | 0 | 0 | 0 | 0 | 0 | 0 | 0 | 0 | 0 | 0 | 0 | 0 | 0 | 0 | 0 | 0 | 0
Arch Type B |  |  | 0 | 0 | 0 | 0 | 0 | 0 | 0 | 0 | 0 | 0 | 0 | 0 | 0 | 0 | 0 | 0 | 0 | 0 | 0 | 0 | 0 | 0 | 0 | 0 | 0 | 0 | 0 | 0 | 0 | 0 | 0 | 0
Arch Type C |  |  | 0 | 0 | 0 | 0 | 0 | 0 | 0 | 0 | 0 | 0 | 0 | 0 | 0 | 0 | 0 | 0 | 0 | 0 | 0 | 0 | 0 | 0 | 0 | 0 | 0 | 0 | 0 | 0 | 0 | 0 | 0 | 0
0 |  |  | 0 | 0 | 0 | 0 | 0 | 0 | 0 | 0 | 0 | 0 | 0 | 0 | 0 | 0 | 0 | 0 | 0 | 0 | 0 | 0 | 0 | 0 | 0 | 0 | 0 | 0 | 0 | 0 | 0 | 0 | 0 | 0
Reuse |  |  | 0 | times | 0 | times | 0 | times | 0 | times | 0 | times | 0 | times | 0 | times | 0 | times | 0 | times | 0 | times | 0 | times | 0 | 0 | 0 | 0 | 0 | 0 | 0 | 0 | 0 | 0
Clean |  |  | 0 | times | 0 | times | 0 | times | 0 | times | 0 | times | 0 | times | 0 | times | 0 | times | 0 | times | 0 | times | 0 | times | 0 | 0 | 0 | 0 | 0 | 0 | 0 | 0 | 0 | 0
Replace |  |  | 0 | times | 0 | times | 0 | times | 0 | times | 0 | times | 0 | times | 0 | times | 0 | times | 0 | times | 0 | times | 0 | times | 0 | 0 | 0 | 0 | 0 | 0 | 0 | 0 | 0 | 0
Duplicate |  |  | 0 | times | 0 | times | 0 | times | 0 | times | 0 | times | 0 | times | 0 | times | 0 | times | 0 | times | 0 | times | 0 | times | 0 | 0 | 0 | 0 | 0 | 0 | 0 | 0 | 0 | 0
0 |  |  | 0 | 0 | 0 | 0 | 0 | 0 | 0 | 0 | 0 | 0 | 0 | 0 | 0 | 0 | 0 | 0 | 0 | 0 | 0 | 0 | 0 | 0 | 0 | 0 | 0 | 0 | 0 | 0 | 0 | 0 | 0 | 0
0 |  |  | 0 | 0 | 0 | 0 | 0 | 0 | 0 | 0 | 0 | 0 | 0 | 0 | 0 | 0 | 0 | 0 | 0 | 0 | 0 | 0 | 0 | 0 | 0 | 0 | 0 | 0 | 0 | 0 | 0 | 0 | 0 | 0
Reagent A |  |  | 0 | 0 | 0 | 0 | 0 | 0 | 0 | 0 | 0 | 0 | 0 | 0 | 0 | 0 | 0 | 0 | 0 | 0 | 0 | 0 | 0 | 0 | 0 | 0 | 0 | 0 | 0 | 0 | 0 | 0 | 0 | 0
Reagent B |  |  | 0 | 0 | 0 | 0 | 0 | 0 | 0 | 0 | 0 | 0 | 0 | 0 | 0 | 0 | 0 | 0 | 0 | 0 | 0 | 0 | 0 | 0 | 0 | 0 | 0 | 0 | 0 | 0 | 0 | 0 | 0 | 0
Reagent C |  |  | 0 | 0 | 0 | 0 | 0 | 0 | 0 | 0 | 0 | 0 | 0 | 0 | 0 | 0 | 0 | 0 | 0 | 0 | 0 | 0 | 0 | 0 | 0 | 0 | 0 | 0 | 0 | 0 | 0 | 0 | 0 | 0
Reagent D |  |  | 0 | 0 | 0 | 0 | 0 | 0 | 0 | 0 | 0 | 0 | 0 | 0 | 0 | 0 | 0 | 0 | 0 | 0 | 0 | 0 | 0 | 0 | 0 | 0 | 0 | 0 | 0 | 0 | 0 | 0 | 0 | 0
Reagent E |  |  | 0 | 0 | 0 | 0 | 0 | 0 | 0 | 0 | 0 | 0 | 0 | 0 | 0 | 0 | 0 | 0 | 0 | 0 | 0 | 0 | 0 | 0 | 0 | 0 | 0 | 0 | 0 | 0 | 0 | 0 | 0 | 0
Reagent F |  |  | 0 | 0 | 0 | 0 | 0 | 0 | 0 | 0 | 0 | 0 | 0 | 0 | 0 | 0 | 0 | 0 | 0 | 0 | 0 | 0 | 0 | 0 | 0 | 0 | 0 | 0 | 0 | 0 | 0 | 0 | 0 | 0
Reagent G |  |  | 0 | 0 | 0 | 0 | 0 | 0 | 0 | 0 | 0 | 0 | 0 | 0 | 0 | 0 | 0 | 0 | 0 | 0 | 0 | 0 | 0 | 0 | 0 | 0 | 0 | 0 | 0 | 0 | 0 | 0 | 0 | 0
Reagent H |  |  | 0 | 0 | 0 | 0 | 0 | 0 | 0 | 0 | 0 | 0 | 0 | 0 | 0 | 0 | 0 | 0 | 0 | 0 | 0 | 0 | 0 | 0 | 0 | 0 | 0 | 0 | 0 | 0 | 0 | 0 | 0 | 0
Reagent I |  |  | 0 | 0 | 0 | 0 | 0 | 0 | 0 | 0 | 0 | 0 | 0 | 0 | 0 | 0 | 0 | 0 | 0 | 0 | 0 | 0 | 0 | 0 | 0 | 0 | 0 | 0 | 0 | 0 | 0 | 0 | 0 | 0
Reagent J |  |  | 0 | 0 | 0 | 0 | 0 | 0 | 0 | 0 | 0 | 0 | 0 | 0 | 0 | 0 | 0 | 0 | 0 | 0 | 0 | 0 | 0 | 0 | 0 | 0 | 0 | 0 | 0 | 0 | 0 | 0 | 0 | 0
0 |  |  | 0 | 0 | 0 | 0 | 0 | 0 | 0 | 0 | 0 | 0 | 0 | 0 | 0 | 0 | 0 | 0 | 0 | 0 | 0 | 0 | 0 | 0 | 0 | 0 | 0 | 0 | 0 | 0 | 0 | 0 | 0 | 0
0 |  |  | 0 | 0 | 0 | 0 | 0 | 0 | 0 | 0 | 0 | 0 | 0 | 0 | 0 | 0 | 0 | 0 | 0 | 0 | 0 | 0 | 0 | 0 | 0 | 0 | 0 | 0 | 0 | 0 | 0 | 0 | 0 | 0
0 |  |  | 0 | 0 | 0 | 0 | 0 | 0 | 0 | 0 | 0 | 0 | 0 | 0 | 0 | 0 | 0 | 0 | 0 | 0 | 0 | 0 | 0 | 0 | 0 | 0 | 0 | 0 | 0 | 0 | 0 | 0 | 0 | 0
0 |  |  | 0 | 0 | 0 | 0 | 0 | 0 | 0 | 0 | 0 | 0 | 0 | 0 | 0 | 0 | 0 | 0 | 0 | 0 | 0 | 0 | 0 | 0 | 0 | 0 | 0 | 0 | 0 | 0 | 0 | 0 | 0 | 0
Waste 1 |  |  | 0 | 0 | 0 | 0 | 0 | 0 | 0 | 0 | 0 | 0 | 0 | 0 | 0 | 0 | 0 | 0 | 0 | 0 | 0 | 0 | 0 | 0 | 0 | 0 | 0 | 0 | 0 | 0 | 0 | 0 | 0 | 0
Waste 2 |  |  | 0 | 0 | 0 | 0 | 0 | 0 | 0 | 0 | 0 | 0 | 0 | 0 | 0 | 0 | 0 | 0 | 0 | 0 | 0 | 0 | 0 | 0 | 0 | 0 | 0 | 0 | 0 | 0 | 0 | 0 | 0 | 0
Waste 3 |  |  | 0 | 0 | 0 | 0 | 0 | 0 | 0 | 0 | 0 | 0 | 0 | 0 | 0 | 0 | 0 | 0 | 0 | 0 | 0 | 0 | 0 | 0 | 0 | 0 | 0 | 0 | 0 | 0 | 0 | 0 | 0 | 0
0 |  |  | 0 | 0 | 0 | 0 | 0 | 0 | 0 | 0 | 0 | 0 | 0 | 0 | 0 | 0 | 0 | 0 | 0 | 0 | 0 | 0 | 0 | 0 | 0 | 0 | 0 | 0 | 0 | 0 | 0 | 0 | 0 | 0
0 |  |  | 23 | 24 | 25 | 26 | 27 | 28 | 29 | 30 | 31 | 32 | 33 | 34 | 35 | 36 | 37 | 38 | 39 | 40 | 41 | 42 | 43 | 44 | 45 | 46 | 47 | 48 | 49 | 50 | 51 | 52 | 53 | 54
Internal Out Req
Ports
Tubing
Control
Pumping
Valving
Space |  |  | 48: cu-in; 50: cu-in
Mass | bar: 48; 50
Max dP
Lysate Vol
0
Arch Type A
Arch Type B
Arch Type C
0
Reuse
Clean
Replace
Duplicate |  |  | 23: 30; 24: times; 26: times; 28: times; 30: times; 32: times; 34: times; 36: times; 38: times; 40: times; 42: times; 44: times
0
0
Reagent A | bar: 36
Reagent B | bar: 36
Reagent C | bar: 36
Reagent D | bar: 36
Reagent E | bar: 36
Reagent F | bar: 36
Reagent G | bar: 36
Reagent H | bar: 36
Reagent I | bar: 36
Reagent J | bar: 36
0
0
0
0
Waste 1 | bar: 36
Waste 2 | bar: 36
Waste 3 | bar: 36
0
0 |  |  | 23 | 24 | 25 | 26 | 27 | 28 | 29 | 30 | 31 | 32 | 33 | 34 | 35 | 36 | 37 | 38 | 39 | 40 | 41 | 42 | 43 | 44 | 45 | 46 | 47 | 48 | 49 | 50 | 51 | 52 | 53 | 54
|  |  | 0 | 0 | 0 | 0 | 0 | 0 | 0 | 0 | 0 | 0 | 0 | 0 | 0 | 0 | 0 | 0 | 0 | 0 | 0 | 0 | 0 | 0 | 0 | 0 | 0 | 0 | 0 | 0 | 0 | 0 | 0 | 0

## PHous
| Draft | 0 | Sequester | 0 | Isolation | 0 | Filter | 0 | Filter Pump | 0 | Lyse, Sample Prep | 0 | Reagent Storage | 0 | Reagent Dosing | 0 | Transfer to AM | 0 | Archive | 0 | Archive Preservation | 0 | Archive Storage | 0 | Repeat | 0 | Pressure Housing | 0 | Total ESP Envelop | 0 | Platform | 0 | Control | 0
Functional Req
Volume
Acquisition Time
Particle Size
Filter Rate
Cross Contamination
Open Depth
Max Depth
Lysate volume
Lyse methods
Reagent number
Qty AM's
Archive methods
Qty Filter events
Qty Archive events
0 | [27 empty] | cu-in
0 | [27 empty] | lb
0
0
Max AUV Extension
Req'd AUV equip
AM vol
AM mass
0
0
0
0
0
0
0
Internal In Req
Ports |  |  | 0 | 0 | 0 | Area | 0 | 0 | 0 | 0 | 0 | 0 | 0 | 0 | 0 | 0 | 0 | 0 | 0 | 0 | 0 | 0 | 0 | 0 | 0 | 0 | 0 | 0 | 0 | 0 | 0 | 0 | 0 | 0
Tubing |  |  | 0 | 0 | 0 | 0 | 0 | 0 | 0 | 0 | 0 | 0 | 0 | 0 | 0 | 0 | 0 | 0 | 0 | 0 | 0 | 0 | 0 | 0 | 0 | 0 | 0 | 0 | 0 | 0 | 0 | 0 | 0 | 0
Control |  |  | 0 | 0 | 0 | 0 | 0 | 0 | 0 | 0 | 0 | 0 | 0 | 0 | 0 | 0 | 0 | 0 | 0 | 0 | 0 | 0 | 0 | 0 | 0 | 0 | 0 | 0 | 0 | 0 | 0 | 0 | 0 | 0
Pumping |  |  | 0 | 0 | 0 | 0 | 0 | 0 | 0 | 0 | 0 | 0 | 0 | 0 | 0 | 0 | 0 | 0 | 0 | 0 | 0 | 0 | 0 | 0 | 0 | 0 | 0 | 0 | 0 | 0 | 0 | 0 | 0 | 0
Valving |  |  | 0 | 0 | 0 | 0 | 0 | 0 | 0 | 0 | 0 | 0 | 0 | 0 | 0 | 0 | 0 | 0 | 0 | 0 | 0 | 0 | 0 | 0 | 0 | 0 | 0 | 0 | 0 | 0 | 0 | 0 | 0 | 0
Space |  |  | 0 | cu-in | 0 | cu-in | 0 | cu-in | 0 | cu-in | 0 | cu-in | 0 | cu-in | 0 | cu-in | 0 | cu-in | 0 | cu-in | 0 | cu-in | 0 | cu-in | 0 | cu-in | 0 | 0 | 0 | 0 | 0 | cu-in | 0 | cu-in
Mass |  |  | 0 | 0 | 0 | 0 | 0 | 0 | 0 | 0 | 0 | 0 | 0 | 0 | 0 | 0 | 0 | 0 | 0 | 0 | 0 | 0 | 0 | 0 | 0 | lb | 0 | 0 | 0 | 0 | 0 | 0 | 0 | 0
Max dP |  |  | 0 | 0 | 0 | 0 | 0 | 0 | 0 | 0 | 0 | 0 | 0 | 0 | 0 | 0 | 0 | 0 | 0 | 0 | 0 | 0 | 0 | 0 | 0 | 0 | 0 | 0 | 0 | 0 | 0 | 0 | 0 | 0
Lysate Vol |  |  | 0 | 0 | 0 | 0 | 0 | 0 | 0 | 0 | 0 | 0 | 0 | 0 | 0 | 0 | 0 | 0 | 0 | 0 | 0 | 0 | 0 | 0 | 0 | 0 | 0 | 0 | 0 | 0 | 0 | 0 | 0 | 0
0 |  |  | 0 | 0 | 0 | 0 | 0 | 0 | 0 | 0 | 0 | 0 | 0 | 0 | 0 | 0 | 0 | 0 | 0 | 0 | 0 | 0 | 0 | 0 | 0 | 0 | 0 | 0 | 0 | 0 | 0 | 0 | 0 | 0
Arch Type A |  |  | 0 | 0 | 0 | 0 | 0 | 0 | 0 | 0 | 0 | 0 | 0 | 0 | 0 | 0 | 0 | 0 | 0 | 0 | 0 | 0 | 0 | 0 | 0 | 0 | 0 | 0 | 0 | 0 | 0 | 0 | 0 | 0
Arch Type B |  |  | 0 | 0 | 0 | 0 | 0 | 0 | 0 | 0 | 0 | 0 | 0 | 0 | 0 | 0 | 0 | 0 | 0 | 0 | 0 | 0 | 0 | 0 | 0 | 0 | 0 | 0 | 0 | 0 | 0 | 0 | 0 | 0
Arch Type C |  |  | 0 | 0 | 0 | 0 | 0 | 0 | 0 | 0 | 0 | 0 | 0 | 0 | 0 | 0 | 0 | 0 | 0 | 0 | 0 | 0 | 0 | 0 | 0 | 0 | 0 | 0 | 0 | 0 | 0 | 0 | 0 | 0
0 |  |  | 0 | 0 | 0 | 0 | 0 | 0 | 0 | 0 | 0 | 0 | 0 | 0 | 0 | 0 | 0 | 0 | 0 | 0 | 0 | 0 | 0 | 0 | 0 | 0 | 0 | 0 | 0 | 0 | 0 | 0 | 0 | 0
Reuse |  |  | 0 | 0 | 0 | 0 | 0 | 0 | 0 | 0 | 0 | 0 | 0 | 0 | 0 | 0 | 0 | 0 | 0 | 0 | 0 | 0 | 0 | 0 | 0 | 0 | 0 | 0 | 0 | 0 | 0 | 0 | 0 | 0
Clean |  |  | 0 | 0 | 0 | 0 | 0 | 0 | 0 | 0 | 0 | 0 | 0 | 0 | 0 | 0 | 0 | 0 | 0 | 0 | 0 | 0 | 0 | 0 | 0 | 0 | 0 | 0 | 0 | 0 | 0 | 0 | 0 | 0
Replace |  |  | 0 | 0 | 0 | 0 | 0 | 0 | 0 | 0 | 0 | 0 | 0 | 0 | 0 | 0 | 0 | 0 | 0 | 0 | 0 | 0 | 0 | 0 | 0 | 0 | 0 | 0 | 0 | 0 | 0 | 0 | 0 | 0
Duplicate |  |  | 0 | 0 | 0 | 0 | 0 | 0 | 0 | 0 | 0 | 0 | 0 | 0 | 0 | 0 | 0 | 0 | 0 | 0 | 0 | 0 | 0 | 0 | 0 | 0 | 0 | 0 | 0 | 0 | 0 | 0 | 0 | 0
0 |  |  | 0 | 0 | 0 | 0 | 0 | 0 | 0 | 0 | 0 | 0 | 0 | 0 | 0 | 0 | 0 | 0 | 0 | 0 | 0 | 0 | 0 | 0 | 0 | 0 | 0 | 0 | 0 | 0 | 0 | 0 | 0 | 0
0 |  |  | 0 | 0 | 0 | 0 | 0 | 0 | 0 | 0 | 0 | 0 | 0 | 0 | 0 | 0 | 0 | 0 | 0 | 0 | 0 | 0 | 0 | 0 | 0 | 0 | 0 | 0 | 0 | 0 | 0 | 0 | 0 | 0
Reagent A |  |  | 0 | 0 | 0 | 0 | 0 | 0 | 0 | 0 | 0 | 0 | 0 | 0 | 0 | 0 | 0 | 0 | 0 | 0 | 0 | 0 | 0 | 0 | 0 | 0 | 0 | 0 | 0 | 0 | 0 | 0 | 0 | 0
Reagent B |  |  | 0 | 0 | 0 | 0 | 0 | 0 | 0 | 0 | 0 | 0 | 0 | 0 | 0 | 0 | 0 | 0 | 0 | 0 | 0 | 0 | 0 | 0 | 0 | 0 | 0 | 0 | 0 | 0 | 0 | 0 | 0 | 0
Reagent C |  |  | 0 | 0 | 0 | 0 | 0 | 0 | 0 | 0 | 0 | 0 | 0 | 0 | 0 | 0 | 0 | 0 | 0 | 0 | 0 | 0 | 0 | 0 | 0 | 0 | 0 | 0 | 0 | 0 | 0 | 0 | 0 | 0
Reagent D |  |  | 0 | 0 | 0 | 0 | 0 | 0 | 0 | 0 | 0 | 0 | 0 | 0 | 0 | 0 | 0 | 0 | 0 | 0 | 0 | 0 | 0 | 0 | 0 | 0 | 0 | 0 | 0 | 0 | 0 | 0 | 0 | 0
Reagent E |  |  | 0 | 0 | 0 | 0 | 0 | 0 | 0 | 0 | 0 | 0 | 0 | 0 | 0 | 0 | 0 | 0 | 0 | 0 | 0 | 0 | 0 | 0 | 0 | 0 | 0 | 0 | 0 | 0 | 0 | 0 | 0 | 0
Reagent F |  |  | 0 | 0 | 0 | 0 | 0 | 0 | 0 | 0 | 0 | 0 | 0 | 0 | 0 | 0 | 0 | 0 | 0 | 0 | 0 | 0 | 0 | 0 | 0 | 0 | 0 | 0 | 0 | 0 | 0 | 0 | 0 | 0
Reagent G |  |  | 0 | 0 | 0 | 0 | 0 | 0 | 0 | 0 | 0 | 0 | 0 | 0 | 0 | 0 | 0 | 0 | 0 | 0 | 0 | 0 | 0 | 0 | 0 | 0 | 0 | 0 | 0 | 0 | 0 | 0 | 0 | 0
Reagent H |  |  | 0 | 0 | 0 | 0 | 0 | 0 | 0 | 0 | 0 | 0 | 0 | 0 | 0 | 0 | 0 | 0 | 0 | 0 | 0 | 0 | 0 | 0 | 0 | 0 | 0 | 0 | 0 | 0 | 0 | 0 | 0 | 0
Reagent I |  |  | 0 | 0 | 0 | 0 | 0 | 0 | 0 | 0 | 0 | 0 | 0 | 0 | 0 | 0 | 0 | 0 | 0 | 0 | 0 | 0 | 0 | 0 | 0 | 0 | 0 | 0 | 0 | 0 | 0 | 0 | 0 | 0
Reagent J |  |  | 0 | 0 | 0 | 0 | 0 | 0 | 0 | 0 | 0 | 0 | 0 | 0 | 0 | 0 | 0 | 0 | 0 | 0 | 0 | 0 | 0 | 0 | 0 | 0 | 0 | 0 | 0 | 0 | 0 | 0 | 0 | 0
0 |  |  | 0 | 0 | 0 | 0 | 0 | 0 | 0 | 0 | 0 | 0 | 0 | 0 | 0 | 0 | 0 | 0 | 0 | 0 | 0 | 0 | 0 | 0 | 0 | 0 | 0 | 0 | 0 | 0 | 0 | 0 | 0 | 0
0 |  |  | 0 | 0 | 0 | 0 | 0 | 0 | 0 | 0 | 0 | 0 | 0 | 0 | 0 | 0 | 0 | 0 | 0 | 0 | 0 | 0 | 0 | 0 | 0 | 0 | 0 | 0 | 0 | 0 | 0 | 0 | 0 | 0
0 |  |  | 0 | 0 | 0 | 0 | 0 | 0 | 0 | 0 | 0 | 0 | 0 | 0 | 0 | 0 | 0 | 0 | 0 | 0 | 0 | 0 | 0 | 0 | 0 | 0 | 0 | 0 | 0 | 0 | 0 | 0 | 0 | 0
0 |  |  | 0 | 0 | 0 | 0 | 0 | 0 | 0 | 0 | 0 | 0 | 0 | 0 | 0 | 0 | 0 | 0 | 0 | 0 | 0 | 0 | 0 | 0 | 0 | 0 | 0 | 0 | 0 | 0 | 0 | 0 | 0 | 0
Waste 1 |  |  | 0 | 0 | 0 | 0 | 0 | 0 | 0 | 0 | 0 | 0 | 0 | 0 | 0 | 0 | 0 | 0 | 0 | 0 | 0 | 0 | 0 | 0 | 0 | 0 | 0 | 0 | 0 | 0 | 0 | 0 | 0 | 0
Waste 2 |  |  | 0 | 0 | 0 | 0 | 0 | 0 | 0 | 0 | 0 | 0 | 0 | 0 | 0 | 0 | 0 | 0 | 0 | 0 | 0 | 0 | 0 | 0 | 0 | 0 | 0 | 0 | 0 | 0 | 0 | 0 | 0 | 0
Waste 3 |  |  | 0 | 0 | 0 | 0 | 0 | 0 | 0 | 0 | 0 | 0 | 0 | 0 | 0 | 0 | 0 | 0 | 0 | 0 | 0 | 0 | 0 | 0 | 0 | 0 | 0 | 0 | 0 | 0 | 0 | 0 | 0 | 0
0 |  |  | 0 | 0 | 0 | 0 | 0 | 0 | 0 | 0 | 0 | 0 | 0 | 0 | 0 | 0 | 0 | 0 | 0 | 0 | 0 | 0 | 0 | 0 | 0 | 0 | 0 | 0 | 0 | 0 | 0 | 0 | 0 | 0
0 |  |  | 25 | 26 | 27 | 28 | 29 | 30 | 31 | 32 | 33 | 34 | 35 | 36 | 37 | 38 | 39 | 40 | 41 | 42 | 43 | 44 | 45 | 46 | 47 | 48 | 49 | 50 | 51 | 52 | 53 | 54 | 55 | 56
Internal Out Req
Ports
Tubing
Control
Pumping
Valving
Space |  |  | 52: cu-in
Mass
Max dP
Lysate Vol
0
Arch Type A
Arch Type B
Arch Type C
0
Reuse
Clean
Replace
Duplicate
0
0
Reagent A
Reagent B
Reagent C
Reagent D
Reagent E
Reagent F
Reagent G
Reagent H
Reagent I
Reagent J
0
0
0
0
Waste 1
Waste 2
Waste 3
0
0 |  |  | 25 | 26 | 27 | 28 | 29 | 30 | 31 | 32 | 33 | 34 | 35 | 36 | 37 | 38 | 39 | 40 | 41 | 42 | 43 | 44 | 45 | 46 | 47 | 48 | 49 | 50 | 51 | 52 | 53 | 54 | 55 | 56
|  |  | 0 | 0 | 0 | 0 | 0 | 0 | 0 | 0 | 0 | 0 | 0 | 0 | 0 | 0 | 0 | 0 | 0 | 0 | 0 | 0 | 0 | 0 | 0 | 0 | 0 | 0 | 0 | 0 | 0 | 0 | 0 | 0

## Whous
| Draft | 0 | Sequester | 0 | Isolation | 0 | Filter | 0 | Filter Pump | 0 | Lyse, Sample Prep | 0 | Reagent Storage | 0 | Reagent Dosing | 0 | Transfer to AM | 0 | Archive | 0 | Archive Preservation | 0 | Archive Storage | 0 | Repeat | 0 | Pressure Housing | 0 | Total ESP Envelop | 0 | Platform | 0 | Control | 0
Functional Req
Volume
Acquisition Time
Particle Size
Filter Rate
Cross Contamination
Open Depth
Max Depth
Lysate volume
Lyse methods
Reagent number
Qty AM's
Archive methods
Qty Filter events | [29 empty] | cu-in
Qty Archive events
0
0
0
0
Max AUV Extension
Req'd AUV equip
AM vol
AM mass
0
0
0
0
0
0
0
Internal In Req
Ports |  |  | 62 | sq-in | 0 | Area | 0 | 0 | 0 | 0 | 0 | 0 | 0 | 0 | 0 | 0 | 0 | 0 | 0 | 0 | 0 | 0 | 0 | 0 | 0 | 0 | 0 | 0 | 0 | 0 | 0 | 0 | 0 | 0
Tubing |  |  | 0 | 0 | 0 | 0 | 0 | 0 | 0 | 0 | 0 | 0 | 0 | 0 | 0 | 0 | 0 | 0 | 0 | 0 | 0 | 0 | 0 | 0 | 0 | 0 | 0 | 0 | 0 | 0 | 0 | 0 | 0 | 0
Control |  |  | 0 | 0 | 0 | 0 | 0 | 0 | 0 | 0 | 0 | 0 | 0 | 0 | 0 | 0 | 0 | 0 | 0 | 0 | 0 | 0 | 0 | 0 | 0 | 0 | 0 | 0 | 0 | 0 | 0 | 0 | 0 | 0
Pumping |  |  | 0 | 0 | 0 | 0 | 0 | 0 | 0 | 0 | 0 | 0 | 0 | 0 | 0 | 0 | 0 | 0 | 0 | 0 | 0 | 0 | 0 | 0 | 0 | 0 | 0 | 0 | 0 | 0 | 0 | 0 | 0 | 0
Valving |  |  | 0 | 0 | 0 | 0 | 0 | 0 | 0 | 0 | 0 | 0 | 0 | 0 | 0 | 0 | 0 | 0 | 0 | 0 | 0 | 0 | 0 | 0 | 0 | 0 | 0 | 0 | 0 | 0 | 0 | 0 | 0 | 0
Space |  |  | 0 | cu-in | 0 | cu-in | 0 | cu-in | 0 | cu-in | 0 | cu-in | 0 | cu-in | 0 | cu-in | 0 | cu-in | 0 | cu-in | 0 | cu-in | 0 | cu-in | 0 | cu-in | 0 | cu-in | 0 | 0 | 0 | cu-in | 0 | cu-in
Mass |  |  | 0 | 0 | 0 | 0 | 0 | 0 | 0 | 0 | 0 | 0 | 0 | 0 | 0 | 0 | 0 | 0 | 0 | 0 | 0 | 0 | 0 | 0 | 0 | lb | 0 | 0 | 0 | 0 | 0 | 0 | 0 | 0
Max dP |  |  | 0 | 0 | 0 | 0 | 0 | 0 | 0 | 0 | 0 | 0 | 0 | 0 | 0 | 0 | 0 | 0 | 0 | 0 | 0 | 0 | 0 | 0 | 0 | 0 | 0 | 0 | 0 | 0 | 0 | 0 | 0 | 0
Lysate Vol |  |  | 0 | 0 | 0 | 0 | 0 | 0 | 0 | 0 | 0 | 0 | 0 | 0 | 0 | 0 | 0 | 0 | 0 | 0 | 0 | 0 | 0 | 0 | 0 | 0 | 0 | 0 | 0 | 0 | 0 | 0 | 0 | 0
0 |  |  | 0 | 0 | 0 | 0 | 0 | 0 | 0 | 0 | 0 | 0 | 0 | 0 | 0 | 0 | 0 | 0 | 0 | 0 | 0 | 0 | 0 | 0 | 0 | 0 | 0 | 0 | 0 | 0 | 0 | 0 | 0 | 0
Arch Type A |  |  | 0 | 0 | 0 | 0 | 0 | 0 | 0 | 0 | 0 | 0 | 0 | 0 | 0 | 0 | 0 | 0 | 0 | 0 | 0 | 0 | 0 | 0 | 0 | 0 | 0 | 0 | 0 | 0 | 0 | 0 | 0 | 0
Arch Type B |  |  | 0 | 0 | 0 | 0 | 0 | 0 | 0 | 0 | 0 | 0 | 0 | 0 | 0 | 0 | 0 | 0 | 0 | 0 | 0 | 0 | 0 | 0 | 0 | 0 | 0 | 0 | 0 | 0 | 0 | 0 | 0 | 0
Arch Type C |  |  | 0 | 0 | 0 | 0 | 0 | 0 | 0 | 0 | 0 | 0 | 0 | 0 | 0 | 0 | 0 | 0 | 0 | 0 | 0 | 0 | 0 | 0 | 0 | 0 | 0 | 0 | 0 | 0 | 0 | 0 | 0 | 0
0 |  |  | 0 | 0 | 0 | 0 | 0 | 0 | 0 | 0 | 0 | 0 | 0 | 0 | 0 | 0 | 0 | 0 | 0 | 0 | 0 | 0 | 0 | 0 | 0 | 0 | 0 | 0 | 0 | 0 | 0 | 0 | 0 | 0
Reuse |  |  | 0 | 0 | 0 | 0 | 0 | 0 | 0 | 0 | 0 | 0 | 0 | 0 | 0 | 0 | 0 | 0 | 0 | 0 | 0 | 0 | 0 | 0 | 0 | 0 | 0 | 0 | 0 | 0 | 0 | 0 | 0 | 0
Clean |  |  | 0 | 0 | 0 | 0 | 0 | 0 | 0 | 0 | 0 | 0 | 0 | 0 | 0 | 0 | 0 | 0 | 0 | 0 | 0 | 0 | 0 | 0 | 0 | 0 | 0 | 0 | 0 | 0 | 0 | 0 | 0 | 0
Replace |  |  | 0 | 0 | 0 | 0 | 0 | 0 | 0 | 0 | 0 | 0 | 0 | 0 | 0 | 0 | 0 | 0 | 0 | 0 | 0 | 0 | 0 | 0 | 0 | 0 | 0 | 0 | 0 | 0 | 0 | 0 | 0 | 0
Duplicate |  |  | 0 | 0 | 0 | 0 | 0 | 0 | 0 | 0 | 0 | 0 | 0 | 0 | 0 | 0 | 0 | 0 | 0 | 0 | 0 | 0 | 0 | 0 | 0 | 0 | 0 | 0 | 0 | 0 | 0 | 0 | 0 | 0
0 |  |  | 0 | 0 | 0 | 0 | 0 | 0 | 0 | 0 | 0 | 0 | 0 | 0 | 0 | 0 | 0 | 0 | 0 | 0 | 0 | 0 | 0 | 0 | 0 | 0 | 0 | 0 | 0 | 0 | 0 | 0 | 0 | 0
0 |  |  | 0 | 0 | 0 | 0 | 0 | 0 | 0 | 0 | 0 | 0 | 0 | 0 | 0 | 0 | 0 | 0 | 0 | 0 | 0 | 0 | 0 | 0 | 0 | 0 | 0 | 0 | 0 | 0 | 0 | 0 | 0 | 0
Reagent A |  |  | 0 | 0 | 0 | 0 | 0 | 0 | 0 | 0 | 0 | 0 | 0 | 0 | 0 | 0 | 0 | 0 | 0 | 0 | 0 | 0 | 0 | 0 | 0 | 0 | 0 | 0 | 0 | 0 | 0 | 0 | 0 | 0
Reagent B |  |  | 0 | 0 | 0 | 0 | 0 | 0 | 0 | 0 | 0 | 0 | 0 | 0 | 0 | 0 | 0 | 0 | 0 | 0 | 0 | 0 | 0 | 0 | 0 | 0 | 0 | 0 | 0 | 0 | 0 | 0 | 0 | 0
Reagent C |  |  | 0 | 0 | 0 | 0 | 0 | 0 | 0 | 0 | 0 | 0 | 0 | 0 | 0 | 0 | 0 | 0 | 0 | 0 | 0 | 0 | 0 | 0 | 0 | 0 | 0 | 0 | 0 | 0 | 0 | 0 | 0 | 0
Reagent D |  |  | 0 | 0 | 0 | 0 | 0 | 0 | 0 | 0 | 0 | 0 | 0 | 0 | 0 | 0 | 0 | 0 | 0 | 0 | 0 | 0 | 0 | 0 | 0 | 0 | 0 | 0 | 0 | 0 | 0 | 0 | 0 | 0
Reagent E |  |  | 0 | 0 | 0 | 0 | 0 | 0 | 0 | 0 | 0 | 0 | 0 | 0 | 0 | 0 | 0 | 0 | 0 | 0 | 0 | 0 | 0 | 0 | 0 | 0 | 0 | 0 | 0 | 0 | 0 | 0 | 0 | 0
Reagent F |  |  | 0 | 0 | 0 | 0 | 0 | 0 | 0 | 0 | 0 | 0 | 0 | 0 | 0 | 0 | 0 | 0 | 0 | 0 | 0 | 0 | 0 | 0 | 0 | 0 | 0 | 0 | 0 | 0 | 0 | 0 | 0 | 0
Reagent G |  |  | 0 | 0 | 0 | 0 | 0 | 0 | 0 | 0 | 0 | 0 | 0 | 0 | 0 | 0 | 0 | 0 | 0 | 0 | 0 | 0 | 0 | 0 | 0 | 0 | 0 | 0 | 0 | 0 | 0 | 0 | 0 | 0
Reagent H |  |  | 0 | 0 | 0 | 0 | 0 | 0 | 0 | 0 | 0 | 0 | 0 | 0 | 0 | 0 | 0 | 0 | 0 | 0 | 0 | 0 | 0 | 0 | 0 | 0 | 0 | 0 | 0 | 0 | 0 | 0 | 0 | 0
Reagent I |  |  | 0 | 0 | 0 | 0 | 0 | 0 | 0 | 0 | 0 | 0 | 0 | 0 | 0 | 0 | 0 | 0 | 0 | 0 | 0 | 0 | 0 | 0 | 0 | 0 | 0 | 0 | 0 | 0 | 0 | 0 | 0 | 0
Reagent J |  |  | 0 | 0 | 0 | 0 | 0 | 0 | 0 | 0 | 0 | 0 | 0 | 0 | 0 | 0 | 0 | 0 | 0 | 0 | 0 | 0 | 0 | 0 | 0 | 0 | 0 | 0 | 0 | 0 | 0 | 0 | 0 | 0
0 |  |  | 0 | 0 | 0 | 0 | 0 | 0 | 0 | 0 | 0 | 0 | 0 | 0 | 0 | 0 | 0 | 0 | 0 | 0 | 0 | 0 | 0 | 0 | 0 | 0 | 0 | 0 | 0 | 0 | 0 | 0 | 0 | 0
0 |  |  | 0 | 0 | 0 | 0 | 0 | 0 | 0 | 0 | 0 | 0 | 0 | 0 | 0 | 0 | 0 | 0 | 0 | 0 | 0 | 0 | 0 | 0 | 0 | 0 | 0 | 0 | 0 | 0 | 0 | 0 | 0 | 0
0 |  |  | 0 | 0 | 0 | 0 | 0 | 0 | 0 | 0 | 0 | 0 | 0 | 0 | 0 | 0 | 0 | 0 | 0 | 0 | 0 | 0 | 0 | 0 | 0 | 0 | 0 | 0 | 0 | 0 | 0 | 0 | 0 | 0
0 |  |  | 0 | 0 | 0 | 0 | 0 | 0 | 0 | 0 | 0 | 0 | 0 | 0 | 0 | 0 | 0 | 0 | 0 | 0 | 0 | 0 | 0 | 0 | 0 | 0 | 0 | 0 | 0 | 0 | 0 | 0 | 0 | 0
Waste 1 |  |  | 0 | 0 | 0 | 0 | 0 | 0 | 0 | 0 | 0 | 0 | 0 | 0 | 0 | 0 | 0 | 0 | 0 | 0 | 0 | 0 | 0 | 0 | 0 | 0 | 0 | 0 | 0 | 0 | 0 | 0 | 0 | 0
Waste 2 |  |  | 0 | 0 | 0 | 0 | 0 | 0 | 0 | 0 | 0 | 0 | 0 | 0 | 0 | 0 | 0 | 0 | 0 | 0 | 0 | 0 | 0 | 0 | 0 | 0 | 0 | 0 | 0 | 0 | 0 | 0 | 0 | 0
Waste 3 |  |  | 0 | 0 | 0 | 0 | 0 | 0 | 0 | 0 | 0 | 0 | 0 | 0 | 0 | 0 | 0 | 0 | 0 | 0 | 0 | 0 | 0 | 0 | 0 | 0 | 0 | 0 | 0 | 0 | 0 | 0 | 0 | 0
0 |  |  | 0 | 0 | 0 | 0 | 0 | 0 | 0 | 0 | 0 | 0 | 0 | 0 | 0 | 0 | 0 | 0 | 0 | 0 | 0 | 0 | 0 | 0 | 0 | 0 | 0 | 0 | 0 | 0 | 0 | 0 | 0 | 0
0 |  |  | 27 | 28 | 29 | 30 | 31 | 32 | 33 | 34 | 35 | 36 | 37 | 38 | 39 | 40 | 41 | 42 | 43 | 44 | 45 | 46 | 47 | 48 | 49 | 50 | 51 | 52 | 53 | 54 | 55 | 56 | 57 | 58
Internal Out Req
Ports
Tubing
Control
Pumping
Valving
Space
Mass
Max dP
Lysate Vol
0
Arch Type A
Arch Type B
Arch Type C
0
Reuse
Clean
Replace
Duplicate
0
0
Reagent A
Reagent B
Reagent C
Reagent D
Reagent E
Reagent F
Reagent G
Reagent H
Reagent I
Reagent J
0
0
0
0
Waste 1
Waste 2
Waste 3
0
0 |  |  | 27 | 28 | 29 | 30 | 31 | 32 | 33 | 34 | 35 | 36 | 37 | 38 | 39 | 40 | 41 | 42 | 43 | 44 | 45 | 46 | 47 | 48 | 49 | 50 | 51 | 52 | 53 | 54 | 55 | 56 | 57 | 58
|  |  | 0 | 0 | 0 | 0 | 0 | 0 | 0 | 0 | 0 | 0 | 0 | 0 | 0 | 0 | 0 | 0 | 0 | 0 | 0 | 0 | 0 | 0 | 0 | 0 | 0 | 0 | 0 | 0 | 0 | 0 | 0 | 0

## Plat
| Draft | 0 | Sequester | 0 | Isolation | 0 | Filter | 0 | Filter Pump | 0 | Lyse, Sample Prep | 0 | Reagent Storage | 0 | Reagent Dosing | 0 | Transfer to AM | 0 | Archive | 0 | Archive Preservation | 0 | Archive Storage | 0 | Repeat | 0 | Pressure Housing | 0 | Total ESP Envelop | 0 | Platform | 0 | Control | 0
Functional Req
Volume
Acquisition Time
Particle Size
Filter Rate
Cross Contamination
Open Depth
Max Depth
Lysate volume
Lyse methods
Reagent number
Qty AM's
Archive methods
Qty Filter events
Qty Archive events | [31 empty] | cu-in |  | cu-in
0
0
0
0
Max AUV Extension
Req'd AUV equip
AM vol
AM mass
0
0
0
0
0
0
0
Internal In Req
Ports |  |  | 0 | 0 | 0 | 0 | 0 | 0 | 0 | 0 | 0 | 0 | 0 | 0 | 0 | 0 | 0 | 0 | 0 | 0 | 0 | 0 | 0 | 0 | 0 | 0 | 0 | 0 | 0 | 0 | 0 | 0 | 0 | 0
Tubing |  |  | 0 | 0 | 0 | 0 | 0 | 0 | 0 | 0 | 0 | 0 | 0 | 0 | 0 | 0 | 0 | 0 | 0 | 0 | 0 | 0 | 0 | 0 | 0 | 0 | 0 | 0 | 0 | 0 | 0 | 0 | 0 | 0
Control |  |  | 0 | 0 | 0 | 0 | 0 | 0 | 0 | 0 | 0 | 0 | 0 | 0 | 0 | 0 | 0 | 0 | 0 | 0 | 0 | 0 | 0 | 0 | 0 | 0 | 0 | 0 | 0 | 0 | 0 | 0 | 0 | 0
Pumping |  |  | 0 | 0 | 0 | 0 | 0 | 0 | 0 | 0 | 0 | 0 | 0 | 0 | 0 | 0 | 0 | 0 | 0 | 0 | 0 | 0 | 0 | 0 | 0 | 0 | 0 | 0 | 0 | 0 | 0 | 0 | 0 | 0
Valving |  |  | 0 | 0 | 0 | 0 | 0 | 0 | 0 | 0 | 0 | 0 | 0 | 0 | 0 | 0 | 0 | 0 | 0 | 0 | 0 | 0 | 0 | 0 | 0 | 0 | 0 | 0 | 0 | 0 | 0 | 0 | 0 | 0
Space |  |  | 0 | 0 | 0 | 0 | 0 | 0 | 0 | 0 | 0 | 0 | 0 | 0 | 0 | 0 | 0 | 0 | 0 | 0 | 0 | 0 | 0 | 0 | 0 | 0 | 0 | 0 | 0 | 0 | 0 | 0 | 0 | 0
Mass |  |  | 0 | 0 | 0 | 0 | 0 | 0 | 0 | 0 | 0 | 0 | 0 | 0 | 0 | 0 | 0 | 0 | 0 | 0 | 0 | 0 | 0 | 0 | 0 | 0 | 0 | 0 | 0 | 0 | 0 | 0 | 0 | 0
Max dP |  |  | 0 | 0 | 0 | 0 | 0 | 0 | 0 | 0 | 0 | 0 | 0 | 0 | 0 | 0 | 0 | 0 | 0 | 0 | 0 | 0 | 0 | 0 | 0 | 0 | 0 | 0 | 0 | 0 | 0 | 0 | 0 | 0
Lysate Vol |  |  | 0 | 0 | 0 | 0 | 0 | 0 | 0 | 0 | 0 | 0 | 0 | 0 | 0 | 0 | 0 | 0 | 0 | 0 | 0 | 0 | 0 | 0 | 0 | 0 | 0 | 0 | 0 | 0 | 0 | 0 | 0 | 0
0 |  |  | 0 | 0 | 0 | 0 | 0 | 0 | 0 | 0 | 0 | 0 | 0 | 0 | 0 | 0 | 0 | 0 | 0 | 0 | 0 | 0 | 0 | 0 | 0 | 0 | 0 | 0 | 0 | 0 | 0 | 0 | 0 | 0
Arch Type A |  |  | 0 | 0 | 0 | 0 | 0 | 0 | 0 | 0 | 0 | 0 | 0 | 0 | 0 | 0 | 0 | 0 | 0 | 0 | 0 | 0 | 0 | 0 | 0 | 0 | 0 | 0 | 0 | 0 | 0 | 0 | 0 | 0
Arch Type B |  |  | 0 | 0 | 0 | 0 | 0 | 0 | 0 | 0 | 0 | 0 | 0 | 0 | 0 | 0 | 0 | 0 | 0 | 0 | 0 | 0 | 0 | 0 | 0 | 0 | 0 | 0 | 0 | 0 | 0 | 0 | 0 | 0
Arch Type C |  |  | 0 | 0 | 0 | 0 | 0 | 0 | 0 | 0 | 0 | 0 | 0 | 0 | 0 | 0 | 0 | 0 | 0 | 0 | 0 | 0 | 0 | 0 | 0 | 0 | 0 | 0 | 0 | 0 | 0 | 0 | 0 | 0
0 |  |  | 0 | 0 | 0 | 0 | 0 | 0 | 0 | 0 | 0 | 0 | 0 | 0 | 0 | 0 | 0 | 0 | 0 | 0 | 0 | 0 | 0 | 0 | 0 | 0 | 0 | 0 | 0 | 0 | 0 | 0 | 0 | 0
Reuse |  |  | 0 | 0 | 0 | 0 | 0 | 0 | 0 | 0 | 0 | 0 | 0 | 0 | 0 | 0 | 0 | 0 | 0 | 0 | 0 | 0 | 0 | 0 | 0 | 0 | 0 | 0 | 0 | 0 | 0 | 0 | 0 | 0
Clean |  |  | 0 | 0 | 0 | 0 | 0 | 0 | 0 | 0 | 0 | 0 | 0 | 0 | 0 | 0 | 0 | 0 | 0 | 0 | 0 | 0 | 0 | 0 | 0 | 0 | 0 | 0 | 0 | 0 | 0 | 0 | 0 | 0
Replace |  |  | 0 | 0 | 0 | 0 | 0 | 0 | 0 | 0 | 0 | 0 | 0 | 0 | 0 | 0 | 0 | 0 | 0 | 0 | 0 | 0 | 0 | 0 | 0 | 0 | 0 | 0 | 0 | 0 | 0 | 0 | 0 | 0
Duplicate |  |  | 0 | 0 | 0 | 0 | 0 | 0 | 0 | 0 | 0 | 0 | 0 | 0 | 0 | 0 | 0 | 0 | 0 | 0 | 0 | 0 | 0 | 0 | 0 | 0 | 0 | 0 | 0 | 0 | 0 | 0 | 0 | 0
0 |  |  | 0 | 0 | 0 | 0 | 0 | 0 | 0 | 0 | 0 | 0 | 0 | 0 | 0 | 0 | 0 | 0 | 0 | 0 | 0 | 0 | 0 | 0 | 0 | 0 | 0 | 0 | 0 | 0 | 0 | 0 | 0 | 0
0 |  |  | 0 | 0 | 0 | 0 | 0 | 0 | 0 | 0 | 0 | 0 | 0 | 0 | 0 | 0 | 0 | 0 | 0 | 0 | 0 | 0 | 0 | 0 | 0 | 0 | 0 | 0 | 0 | 0 | 0 | 0 | 0 | 0
Reagent A |  |  | 0 | 0 | 0 | 0 | 0 | 0 | 0 | 0 | 0 | 0 | 0 | 0 | 0 | 0 | 0 | 0 | 0 | 0 | 0 | 0 | 0 | 0 | 0 | 0 | 0 | 0 | 0 | 0 | 0 | 0 | 0 | 0
Reagent B |  |  | 0 | 0 | 0 | 0 | 0 | 0 | 0 | 0 | 0 | 0 | 0 | 0 | 0 | 0 | 0 | 0 | 0 | 0 | 0 | 0 | 0 | 0 | 0 | 0 | 0 | 0 | 0 | 0 | 0 | 0 | 0 | 0
Reagent C |  |  | 0 | 0 | 0 | 0 | 0 | 0 | 0 | 0 | 0 | 0 | 0 | 0 | 0 | 0 | 0 | 0 | 0 | 0 | 0 | 0 | 0 | 0 | 0 | 0 | 0 | 0 | 0 | 0 | 0 | 0 | 0 | 0
Reagent D |  |  | 0 | 0 | 0 | 0 | 0 | 0 | 0 | 0 | 0 | 0 | 0 | 0 | 0 | 0 | 0 | 0 | 0 | 0 | 0 | 0 | 0 | 0 | 0 | 0 | 0 | 0 | 0 | 0 | 0 | 0 | 0 | 0
Reagent E |  |  | 0 | 0 | 0 | 0 | 0 | 0 | 0 | 0 | 0 | 0 | 0 | 0 | 0 | 0 | 0 | 0 | 0 | 0 | 0 | 0 | 0 | 0 | 0 | 0 | 0 | 0 | 0 | 0 | 0 | 0 | 0 | 0
Reagent F |  |  | 0 | 0 | 0 | 0 | 0 | 0 | 0 | 0 | 0 | 0 | 0 | 0 | 0 | 0 | 0 | 0 | 0 | 0 | 0 | 0 | 0 | 0 | 0 | 0 | 0 | 0 | 0 | 0 | 0 | 0 | 0 | 0
Reagent G |  |  | 0 | 0 | 0 | 0 | 0 | 0 | 0 | 0 | 0 | 0 | 0 | 0 | 0 | 0 | 0 | 0 | 0 | 0 | 0 | 0 | 0 | 0 | 0 | 0 | 0 | 0 | 0 | 0 | 0 | 0 | 0 | 0
Reagent H |  |  | 0 | 0 | 0 | 0 | 0 | 0 | 0 | 0 | 0 | 0 | 0 | 0 | 0 | 0 | 0 | 0 | 0 | 0 | 0 | 0 | 0 | 0 | 0 | 0 | 0 | 0 | 0 | 0 | 0 | 0 | 0 | 0
Reagent I |  |  | 0 | 0 | 0 | 0 | 0 | 0 | 0 | 0 | 0 | 0 | 0 | 0 | 0 | 0 | 0 | 0 | 0 | 0 | 0 | 0 | 0 | 0 | 0 | 0 | 0 | 0 | 0 | 0 | 0 | 0 | 0 | 0
Reagent J |  |  | 0 | 0 | 0 | 0 | 0 | 0 | 0 | 0 | 0 | 0 | 0 | 0 | 0 | 0 | 0 | 0 | 0 | 0 | 0 | 0 | 0 | 0 | 0 | 0 | 0 | 0 | 0 | 0 | 0 | 0 | 0 | 0
0 |  |  | 0 | 0 | 0 | 0 | 0 | 0 | 0 | 0 | 0 | 0 | 0 | 0 | 0 | 0 | 0 | 0 | 0 | 0 | 0 | 0 | 0 | 0 | 0 | 0 | 0 | 0 | 0 | 0 | 0 | 0 | 0 | 0
0 |  |  | 0 | 0 | 0 | 0 | 0 | 0 | 0 | 0 | 0 | 0 | 0 | 0 | 0 | 0 | 0 | 0 | 0 | 0 | 0 | 0 | 0 | 0 | 0 | 0 | 0 | 0 | 0 | 0 | 0 | 0 | 0 | 0
0 |  |  | 0 | 0 | 0 | 0 | 0 | 0 | 0 | 0 | 0 | 0 | 0 | 0 | 0 | 0 | 0 | 0 | 0 | 0 | 0 | 0 | 0 | 0 | 0 | 0 | 0 | 0 | 0 | 0 | 0 | 0 | 0 | 0
0 |  |  | 0 | 0 | 0 | 0 | 0 | 0 | 0 | 0 | 0 | 0 | 0 | 0 | 0 | 0 | 0 | 0 | 0 | 0 | 0 | 0 | 0 | 0 | 0 | 0 | 0 | 0 | 0 | 0 | 0 | 0 | 0 | 0
Waste 1 |  |  | 0 | 0 | 0 | 0 | 0 | 0 | 0 | 0 | 0 | 0 | 0 | 0 | 0 | 0 | 0 | 0 | 0 | 0 | 0 | 0 | 0 | 0 | 0 | 0 | 0 | 0 | 0 | 0 | 0 | 0 | 0 | 0
Waste 2 |  |  | 0 | 0 | 0 | 0 | 0 | 0 | 0 | 0 | 0 | 0 | 0 | 0 | 0 | 0 | 0 | 0 | 0 | 0 | 0 | 0 | 0 | 0 | 0 | 0 | 0 | 0 | 0 | 0 | 0 | 0 | 0 | 0
Waste 3 |  |  | 0 | 0 | 0 | 0 | 0 | 0 | 0 | 0 | 0 | 0 | 0 | 0 | 0 | 0 | 0 | 0 | 0 | 0 | 0 | 0 | 0 | 0 | 0 | 0 | 0 | 0 | 0 | 0 | 0 | 0 | 0 | 0
0 |  |  | 0 | 0 | 0 | 0 | 0 | 0 | 0 | 0 | 0 | 0 | 0 | 0 | 0 | 0 | 0 | 0 | 0 | 0 | 0 | 0 | 0 | 0 | 0 | 0 | 0 | 0 | 0 | 0 | 0 | 0 | 0 | 0
0 |  |  | 29 | 30 | 31 | 32 | 33 | 34 | 35 | 36 | 37 | 38 | 39 | 40 | 41 | 42 | 43 | 44 | 45 | 46 | 47 | 48 | 49 | 50 | 51 | 52 | 53 | 54 | 55 | 56 | 57 | 58 | 59 | 60
Internal Out Req
Ports
Tubing
Control
Pumping
Valving
Space |  |  | 54: cu-in; 56: cu-in
Mass
Max dP
Lysate Vol
0
Arch Type A
Arch Type B
Arch Type C
0
Reuse
Clean
Replace
Duplicate
0
0
Reagent A
Reagent B
Reagent C
Reagent D
Reagent E
Reagent F
Reagent G
Reagent H
Reagent I
Reagent J
0
0
0
0
Waste 1
Waste 2
Waste 3
0
0 |  |  | 29 | 30 | 31 | 32 | 33 | 34 | 35 | 36 | 37 | 38 | 39 | 40 | 41 | 42 | 43 | 44 | 45 | 46 | 47 | 48 | 49 | 50 | 51 | 52 | 53 | 54 | 55 | 56 | 57 | 58 | 59 | 60
|  |  | 0 | 0 | 0 | 0 | 0 | 0 | 0 | 0 | 0 | 0 | 0 | 0 | 0 | 0 | 0 | 0 | 0 | 0 | 0 | 0 | 0 | 0 | 0 | 0 | 0 | 0 | 0 | 0 | 0 | 0 | 0 | 0

## Control
| Draft | 0 | Sequester | 0 | Isolation | 0 | Filter | 0 | Filter Pump | 0 | Lyse, Sample Prep | 0 | Reagent Storage | 0 | Reagent Dosing | 0 | Transfer to AM | 0 | Archive | 0 | Archive Preservation | 0 | Archive Storage | 0 | Repeat | 0 | Pressure Housing | 0 | Total ESP Envelop | 0 | Platform | 0 | Control | 0
Functional Req
Volume
Acquisition Time
Particle Size
Filter Rate
Cross Contamination
Open Depth
Max Depth
Lysate volume
Lyse methods
Reagent number
Qty AM's
Archive methods
Qty Filter events
Qty Archive events | [31 empty] | cu-in |  | cu-in
0
0
0
0
Max AUV Extension
Req'd AUV equip
AM vol
AM mass
0
0
0
0
0
0
0
Internal In Req
Ports |  |  | 0 | 0 | 0 | 0 | 0 | 0 | 0 | 0 | 0 | 0 | 0 | 0 | 0 | 0 | 0 | 0 | 0 | 0 | 0 | 0 | 0 | 0 | 0 | 0 | 0 | 0 | 0 | 0 | 0 | 0 | 0 | 0
Tubing |  |  | 0 | 0 | 0 | 0 | 0 | 0 | 0 | 0 | 0 | 0 | 0 | 0 | 0 | 0 | 0 | 0 | 0 | 0 | 0 | 0 | 0 | 0 | 0 | 0 | 0 | 0 | 0 | 0 | 0 | 0 | 0 | 0
Control |  |  | 0 | 0 | 0 | 0 | 0 | 0 | 0 | 0 | 0 | 0 | 0 | 0 | 0 | 0 | 0 | 0 | 0 | 0 | 0 | 0 | 0 | 0 | 0 | 0 | 0 | 0 | 0 | 0 | 0 | 0 | 0 | 0
Pumping |  |  | 0 | 0 | 0 | 0 | 0 | 0 | 0 | 0 | 0 | 0 | 0 | 0 | 0 | 0 | 0 | 0 | 0 | 0 | 0 | 0 | 0 | 0 | 0 | 0 | 0 | 0 | 0 | 0 | 0 | 0 | 0 | 0
Valving |  |  | 0 | 0 | 0 | 0 | 0 | 0 | 0 | 0 | 0 | 0 | 0 | 0 | 0 | 0 | 0 | 0 | 0 | 0 | 0 | 0 | 0 | 0 | 0 | 0 | 0 | 0 | 0 | 0 | 0 | 0 | 0 | 0
Space |  |  | 0 | 0 | 0 | 0 | 0 | 0 | 0 | 0 | 0 | 0 | 0 | 0 | 0 | 0 | 0 | 0 | 0 | 0 | 0 | 0 | 0 | 0 | 0 | 0 | 0 | 0 | 0 | 0 | 0 | 0 | 0 | 0
Mass |  |  | 0 | 0 | 0 | 0 | 0 | 0 | 0 | 0 | 0 | 0 | 0 | 0 | 0 | 0 | 0 | 0 | 0 | 0 | 0 | 0 | 0 | 0 | 0 | 0 | 0 | 0 | 0 | 0 | 0 | 0 | 0 | 0
Max dP |  |  | 0 | 0 | 0 | 0 | 0 | 0 | 0 | 0 | 0 | 0 | 0 | 0 | 0 | 0 | 0 | 0 | 0 | 0 | 0 | 0 | 0 | 0 | 0 | 0 | 0 | 0 | 0 | 0 | 0 | 0 | 0 | 0
Lysate Vol |  |  | 0 | 0 | 0 | 0 | 0 | 0 | 0 | 0 | 0 | 0 | 0 | 0 | 0 | 0 | 0 | 0 | 0 | 0 | 0 | 0 | 0 | 0 | 0 | 0 | 0 | 0 | 0 | 0 | 0 | 0 | 0 | 0
0 |  |  | 0 | 0 | 0 | 0 | 0 | 0 | 0 | 0 | 0 | 0 | 0 | 0 | 0 | 0 | 0 | 0 | 0 | 0 | 0 | 0 | 0 | 0 | 0 | 0 | 0 | 0 | 0 | 0 | 0 | 0 | 0 | 0
Arch Type A |  |  | 0 | 0 | 0 | 0 | 0 | 0 | 0 | 0 | 0 | 0 | 0 | 0 | 0 | 0 | 0 | 0 | 0 | 0 | 0 | 0 | 0 | 0 | 0 | 0 | 0 | 0 | 0 | 0 | 0 | 0 | 0 | 0
Arch Type B |  |  | 0 | 0 | 0 | 0 | 0 | 0 | 0 | 0 | 0 | 0 | 0 | 0 | 0 | 0 | 0 | 0 | 0 | 0 | 0 | 0 | 0 | 0 | 0 | 0 | 0 | 0 | 0 | 0 | 0 | 0 | 0 | 0
Arch Type C |  |  | 0 | 0 | 0 | 0 | 0 | 0 | 0 | 0 | 0 | 0 | 0 | 0 | 0 | 0 | 0 | 0 | 0 | 0 | 0 | 0 | 0 | 0 | 0 | 0 | 0 | 0 | 0 | 0 | 0 | 0 | 0 | 0
0 |  |  | 0 | 0 | 0 | 0 | 0 | 0 | 0 | 0 | 0 | 0 | 0 | 0 | 0 | 0 | 0 | 0 | 0 | 0 | 0 | 0 | 0 | 0 | 0 | 0 | 0 | 0 | 0 | 0 | 0 | 0 | 0 | 0
Reuse |  |  | 0 | 0 | 0 | 0 | 0 | 0 | 0 | 0 | 0 | 0 | 0 | 0 | 0 | 0 | 0 | 0 | 0 | 0 | 0 | 0 | 0 | 0 | 0 | 0 | 0 | 0 | 0 | 0 | 0 | 0 | 0 | 0
Clean |  |  | 0 | 0 | 0 | 0 | 0 | 0 | 0 | 0 | 0 | 0 | 0 | 0 | 0 | 0 | 0 | 0 | 0 | 0 | 0 | 0 | 0 | 0 | 0 | 0 | 0 | 0 | 0 | 0 | 0 | 0 | 0 | 0
Replace |  |  | 0 | 0 | 0 | 0 | 0 | 0 | 0 | 0 | 0 | 0 | 0 | 0 | 0 | 0 | 0 | 0 | 0 | 0 | 0 | 0 | 0 | 0 | 0 | 0 | 0 | 0 | 0 | 0 | 0 | 0 | 0 | 0
Duplicate |  |  | 0 | 0 | 0 | 0 | 0 | 0 | 0 | 0 | 0 | 0 | 0 | 0 | 0 | 0 | 0 | 0 | 0 | 0 | 0 | 0 | 0 | 0 | 0 | 0 | 0 | 0 | 0 | 0 | 0 | 0 | 0 | 0
0 |  |  | 0 | 0 | 0 | 0 | 0 | 0 | 0 | 0 | 0 | 0 | 0 | 0 | 0 | 0 | 0 | 0 | 0 | 0 | 0 | 0 | 0 | 0 | 0 | 0 | 0 | 0 | 0 | 0 | 0 | 0 | 0 | 0
0 |  |  | 0 | 0 | 0 | 0 | 0 | 0 | 0 | 0 | 0 | 0 | 0 | 0 | 0 | 0 | 0 | 0 | 0 | 0 | 0 | 0 | 0 | 0 | 0 | 0 | 0 | 0 | 0 | 0 | 0 | 0 | 0 | 0
Reagent A |  |  | 0 | 0 | 0 | 0 | 0 | 0 | 0 | 0 | 0 | 0 | 0 | 0 | 0 | 0 | 0 | 0 | 0 | 0 | 0 | 0 | 0 | 0 | 0 | 0 | 0 | 0 | 0 | 0 | 0 | 0 | 0 | 0
Reagent B |  |  | 0 | 0 | 0 | 0 | 0 | 0 | 0 | 0 | 0 | 0 | 0 | 0 | 0 | 0 | 0 | 0 | 0 | 0 | 0 | 0 | 0 | 0 | 0 | 0 | 0 | 0 | 0 | 0 | 0 | 0 | 0 | 0
Reagent C |  |  | 0 | 0 | 0 | 0 | 0 | 0 | 0 | 0 | 0 | 0 | 0 | 0 | 0 | 0 | 0 | 0 | 0 | 0 | 0 | 0 | 0 | 0 | 0 | 0 | 0 | 0 | 0 | 0 | 0 | 0 | 0 | 0
Reagent D |  |  | 0 | 0 | 0 | 0 | 0 | 0 | 0 | 0 | 0 | 0 | 0 | 0 | 0 | 0 | 0 | 0 | 0 | 0 | 0 | 0 | 0 | 0 | 0 | 0 | 0 | 0 | 0 | 0 | 0 | 0 | 0 | 0
Reagent E |  |  | 0 | 0 | 0 | 0 | 0 | 0 | 0 | 0 | 0 | 0 | 0 | 0 | 0 | 0 | 0 | 0 | 0 | 0 | 0 | 0 | 0 | 0 | 0 | 0 | 0 | 0 | 0 | 0 | 0 | 0 | 0 | 0
Reagent F |  |  | 0 | 0 | 0 | 0 | 0 | 0 | 0 | 0 | 0 | 0 | 0 | 0 | 0 | 0 | 0 | 0 | 0 | 0 | 0 | 0 | 0 | 0 | 0 | 0 | 0 | 0 | 0 | 0 | 0 | 0 | 0 | 0
Reagent G |  |  | 0 | 0 | 0 | 0 | 0 | 0 | 0 | 0 | 0 | 0 | 0 | 0 | 0 | 0 | 0 | 0 | 0 | 0 | 0 | 0 | 0 | 0 | 0 | 0 | 0 | 0 | 0 | 0 | 0 | 0 | 0 | 0
Reagent H |  |  | 0 | 0 | 0 | 0 | 0 | 0 | 0 | 0 | 0 | 0 | 0 | 0 | 0 | 0 | 0 | 0 | 0 | 0 | 0 | 0 | 0 | 0 | 0 | 0 | 0 | 0 | 0 | 0 | 0 | 0 | 0 | 0
Reagent I |  |  | 0 | 0 | 0 | 0 | 0 | 0 | 0 | 0 | 0 | 0 | 0 | 0 | 0 | 0 | 0 | 0 | 0 | 0 | 0 | 0 | 0 | 0 | 0 | 0 | 0 | 0 | 0 | 0 | 0 | 0 | 0 | 0
Reagent J |  |  | 0 | 0 | 0 | 0 | 0 | 0 | 0 | 0 | 0 | 0 | 0 | 0 | 0 | 0 | 0 | 0 | 0 | 0 | 0 | 0 | 0 | 0 | 0 | 0 | 0 | 0 | 0 | 0 | 0 | 0 | 0 | 0
0 |  |  | 0 | 0 | 0 | 0 | 0 | 0 | 0 | 0 | 0 | 0 | 0 | 0 | 0 | 0 | 0 | 0 | 0 | 0 | 0 | 0 | 0 | 0 | 0 | 0 | 0 | 0 | 0 | 0 | 0 | 0 | 0 | 0
0 |  |  | 0 | 0 | 0 | 0 | 0 | 0 | 0 | 0 | 0 | 0 | 0 | 0 | 0 | 0 | 0 | 0 | 0 | 0 | 0 | 0 | 0 | 0 | 0 | 0 | 0 | 0 | 0 | 0 | 0 | 0 | 0 | 0
0 |  |  | 0 | 0 | 0 | 0 | 0 | 0 | 0 | 0 | 0 | 0 | 0 | 0 | 0 | 0 | 0 | 0 | 0 | 0 | 0 | 0 | 0 | 0 | 0 | 0 | 0 | 0 | 0 | 0 | 0 | 0 | 0 | 0
0 |  |  | 0 | 0 | 0 | 0 | 0 | 0 | 0 | 0 | 0 | 0 | 0 | 0 | 0 | 0 | 0 | 0 | 0 | 0 | 0 | 0 | 0 | 0 | 0 | 0 | 0 | 0 | 0 | 0 | 0 | 0 | 0 | 0
Waste 1 |  |  | 0 | 0 | 0 | 0 | 0 | 0 | 0 | 0 | 0 | 0 | 0 | 0 | 0 | 0 | 0 | 0 | 0 | 0 | 0 | 0 | 0 | 0 | 0 | 0 | 0 | 0 | 0 | 0 | 0 | 0 | 0 | 0
Waste 2 |  |  | 0 | 0 | 0 | 0 | 0 | 0 | 0 | 0 | 0 | 0 | 0 | 0 | 0 | 0 | 0 | 0 | 0 | 0 | 0 | 0 | 0 | 0 | 0 | 0 | 0 | 0 | 0 | 0 | 0 | 0 | 0 | 0
Waste 3 |  |  | 0 | 0 | 0 | 0 | 0 | 0 | 0 | 0 | 0 | 0 | 0 | 0 | 0 | 0 | 0 | 0 | 0 | 0 | 0 | 0 | 0 | 0 | 0 | 0 | 0 | 0 | 0 | 0 | 0 | 0 | 0 | 0
0 |  |  | 0 | 0 | 0 | 0 | 0 | 0 | 0 | 0 | 0 | 0 | 0 | 0 | 0 | 0 | 0 | 0 | 0 | 0 | 0 | 0 | 0 | 0 | 0 | 0 | 0 | 0 | 0 | 0 | 0 | 0 | 0 | 0
0 |  |  | 31 | 32 | 33 | 34 | 35 | 36 | 37 | 38 | 39 | 40 | 41 | 42 | 43 | 44 | 45 | 46 | 47 | 48 | 49 | 50 | 51 | 52 | 53 | 54 | 55 | 56 | 57 | 58 | 59 | 60 | 61 | 62
Internal Out Req
Ports
Tubing
Control
Pumping
Valving
Space |  |  | 56: cu-in; 58: cu-in
Mass
Max dP
Lysate Vol
0
Arch Type A
Arch Type B
Arch Type C
0
Reuse
Clean
Replace
Duplicate
0
0
Reagent A
Reagent B
Reagent C
Reagent D
Reagent E
Reagent F
Reagent G
Reagent H
Reagent I
Reagent J
0
0
0
0
Waste 1
Waste 2
Waste 3
0
0 |  |  | 31 | 32 | 33 | 34 | 35 | 36 | 37 | 38 | 39 | 40 | 41 | 42 | 43 | 44 | 45 | 46 | 47 | 48 | 49 | 50 | 51 | 52 | 53 | 54 | 55 | 56 | 57 | 58 | 59 | 60 | 61 | 62
|  |  | 0 | 0 | 0 | 0 | 0 | 0 | 0 | 0 | 0 | 0 | 0 | 0 | 0 | 0 | 0 | 0 | 0 | 0 | 0 | 0 | 0 | 0 | 0 | 0 | 0 | 0 | 0 | 0 | 0 | 0 | 0 | 0