## COST SUMMARY
Vol
Total Wet Vol
Ttoal Dry Vol | 20000 | 40% margin
AM Reserved Vol | 8000
Remaining Dry | -13176.4
Free | -65.88%
Total ESP Envelop | 7120
Pressure Housing | 25176.4
Sequester | 1040
Isolation | 2070
Filter | 19.625
Filter Pump | 7.5
Lyse, Sample Prep | 131
Reagent Storage | 4450
Reagent Dosing | 1497
Transfer to AM | 473.75
Archive | 15.625
Archive Preservation | 0
Archive Storage | 0
Repeat | 2605
Platform | 590
Control | 728.7

## Cost Ref
|  |  | Vici Rotary valve | Improved ViciR valve | Nest Possible Vici Valve |  | Burkert Bulkhead Valve | Burkert 6604 valve stack | Burkert 4.5mm valve stack |  | Syringe Pump |  | Clamp | Heater |  | Manip | Combined Carousel | Carousel | Carousel Drive | Elevator | More Elevator | Bag hanger | Bag Additional | Waste | Servo Axis (Dwarf) | Absolute axis (R Valve) | Latching Solenoids | Sensor Board | Heater Driver | Sleepy
Unit Dimensions | x | mm | 170 |  |  |  | 34 | 75 |  |  | 244 |  | 220 | 50 |  | 170 |  | 140 |  | 35 |  | 18 |  |  | 100 | 100 | 100 | 100 | 50 | 400
| y | mm | 64 |  |  |  | 87 | 15 |  |  | 55 |  | 50 | 50 |  | 115 |  | 140 |  | 55 |  | 132 |  |  | 100 | 100 | 100 | 80 | 75 | 320
| z | mm | 45 |  |  |  | 55 | 46 |  |  | 75 |  | 90 | 40 |  | 95 |  | 16 |  | 16 |  | 350 |  |  | 18 | 18 | 18 | 18 | 35 | 50
Base Dimensions | x | [6 empty] | 75 | [9 empty] | 150 |  | 80 | 90
| y | [6 empty] | 25 | [9 empty] | 150 |  | 80 | 50
| z | [6 empty] | 46 | [9 empty] | 36 |  | 60 | 60
[25 empty] | 180 | 180 | 180 | 144 | 131.25 | 6400
Volume Cost
| m | [6 empty] | 51.75 |  |  | 1006.5 |  | 990
X
| b | [6 empty] | 86.25 |  |  | 0 |  | 0
Mass Cost | m
X
n
Test |  | inpuy | 5 |  |  |  | 2 | 8 |  |  | 2 |  | 1 | 1 |  | 1 | 132 |  |  |  |  | 10 | 3500 | 3500 | 10 | 5 | 10 | 1 | 1 | 1
|  |  | 0 | 0 | 0 | 0 | 0 | 500.25 | 0 | 0 | 2013 | 0 | 990 | 0 | 0 | 0 | 0 |  |  |  |  | 0 | 0 | 0 | 0 | 0 | 0 | 0 | 0 | 0 | 3503.25

## Seq
|  | Syringe, mechanism and motor |  | Seq Isolation valves |  | Cabling |  | Elect penetrator
Volume, mL | 1040 | 850 |  | 50 |  | 30 |  | 110 | [15 empty] | 0
x |  | 250 | ml | 1 | ports |  | ml |  | ml
m |  | 3 |  | 50 | cc
b |  | 100 | ml | 0 | ml | 30 | ml | 110 | ml | [14 empty] | 0
Dups |  | 1 | times | 1 | times | 1 | times | 1 | times
0
Mass, kg
Output calculations
[28 empty] | 5 | sq cm per fluid port
[28 empty] | 13 | sq cm per elect pen
| Draft | Sequester |  | Isolation |  | Filter |  | Filter Pump |  | Lyse, Sample Prep |  | Reagent Storage |  | Reagent Dosing |  | Transfer to AM |  | Archive |  | Archive Preservation |  | Archive Storage |  | Repeat |  | Pressure Housing |  | Total ESP Envelop |  | Platform |  | Control
Functional Req
Seq Volume |  | 250 | mL
Acquisition Time |  | 60 | sec
Particle Size |  | 0.5 | mm
Filter Rate |  |  | min
Cross Contamination |  |  | X
Open Depth
Max Depth
Lysate volume
Lyse methods
Reagent number
Qty AM's
Archive methods
Qty Filter events
Qty Archive events
Max AUV Extension
Req'd AUV equip vol
Req'd AUV equip mass
AM vol
AM mass
Internal In Req
Ports |  | 0 | 0 | 0 | 0 | 0 | 0 | 0 | 0 | 0 | 0 | 0 | 0 | 0 | 0 | 0 | 0 | 0 | 0 | 0 | 0 | 0 | 0 | 0 | 0 | 0 | 0 | 0 | 0 | 0 | 0 | 0 | 0
Tubing |  | 0 | 0 | 0 | 0 | 0 | 0 | 0 | 0 | 0 | 0 | 0 | 0 | 0 | 0 | 0 | 0 | 0 | 0 | 0 | 0 | 0 | 0 | 0 | 0 | 0 | 0 | 0 | 0 | 0 | 0 | 0 | 0
0 |  | 0 | 0 | 0 | 0 | 0 | 0 | 0 | 0 | 0 | 0 | 0 | 0 | 0 | 0 | 0 | 0 | 0 | 0 | 0 | 0 | 0 | 0 | 0 | 0 | 0 | 0 | 0 | 0 | 0 | 0 | 0 | 0
Pumping |  | 0 | 0 | 0 | 0 | 0 | 0 | 0 | 0 | 0 | 0 | 0 | 0 | 0 | 0 | 0 | 0 | 0 | 0 | 0 | 0 | 0 | 0 | 0 | 0 | 0 | 0 | 0 | 0 | 0 | 0 | 0 | 0
Valving |  | 0 | 0 | 0 | 0 | 0 | 0 | 0 | 0 | 0 | 0 | 0 | 0 | 0 | 0 | 0 | 0 | 0 | 0 | 0 | 0 | 0 | 0 | 0 | 0 | 0 | 0 | 0 | 0 | 0 | 0 | 0 | 0
Space |  | 0 | 0 | 0 | 0 | 0 | 0 | 0 | 0 | 0 | 0 | 0 | 0 | 0 | 0 | 0 | 0 | 0 | 0 | 0 | 0 | 0 | 0 | 0 | 0 | 0 | 0 | 0 | 0 | 0 | 0 | 0 | 0
Mass |  | 0 | 0 | 0 | 0 | 0 | 0 | 0 | 0 | 0 | 0 | 0 | 0 | 0 | 0 | 0 | 0 | 0 | 0 | 0 | 0 | 0 | 0 | 0 | 0 | 0 | 0 | 0 | 0 | 0 | 0 | 0 | 0
Max dP |  | 0 | 0 | 0 | 0 | 0 | 0 | 0 | 0 | 0 | 0 | 0 | 0 | 0 | 0 | 0 | 0 | 0 | 0 | 0 | 0 | 0 | 0 | 0 | 0 | 0 | 0 | 0 | 0 | 0 | 0 | 0 | 0
Lysate Vol |  | 0 | 0 | 0 | 0 | 0 | 0 | 0 | 0 | 0 | 0 | 0 | 0 | 0 | 0 | 0 | 0 | 0 | 0 | 0 | 0 | 0 | 0 | 0 | 0 | 0 | 0 | 0 | 0 | 0 | 0 | 0 | 0
0 |  | 0 | 0 | 0 | 0 | 0 | 0 | 0 | 0 | 0 | 0 | 0 | 0 | 0 | 0 | 0 | 0 | 0 | 0 | 0 | 0 | 0 | 0 | 0 | 0 | 0 | 0 | 0 | 0 | 0 | 0 | 0 | 0
Arch Type A |  | 0 | 0 | 0 | 0 | 0 | 0 | 0 | 0 | 0 | 0 | 0 | 0 | 0 | 0 | 0 | 0 | 0 | 0 | 0 | 0 | 0 | 0 | 0 | 0 | 0 | 0 | 0 | 0 | 0 | 0 | 0 | 0
Arch Type B |  | 0 | 0 | 0 | 0 | 0 | 0 | 0 | 0 | 0 | 0 | 0 | 0 | 0 | 0 | 0 | 0 | 0 | 0 | 0 | 0 | 0 | 0 | 0 | 0 | 0 | 0 | 0 | 0 | 0 | 0 | 0 | 0
Arch Type C |  | 0 | 0 | 0 | 0 | 0 | 0 | 0 | 0 | 0 | 0 | 0 | 0 | 0 | 0 | 0 | 0 | 0 | 0 | 0 | 0 | 0 | 0 | 0 | 0 | 0 | 0 | 0 | 0 | 0 | 0 | 0 | 0
0 |  | 0 | 0 | 0 | 0 | 0 | 0 | 0 | 0 | 0 | 0 | 0 | 0 | 0 | 0 | 0 | 0 | 0 | 0 | 0 | 0 | 0 | 0 | 0 | 0 | 0 | 0 | 0 | 0 | 0 | 0 | 0 | 0
Reuse |  | 0 | 0 | 0 | 0 | 0 | 0 | 0 | 0 | 0 | 0 | 0 | 0 | 0 | 0 | 0 | 0 | 0 | 0 | 0 | 0 | 0 | 0 | 0 | 0 | 0 | 0 | 0 | 0 | 0 | 0 | 0 | 0
Clean |  | 0 | 0 | 0 | 0 | 0 | 0 | 0 | 0 | 0 | 0 | 0 | 0 | 0 | 0 | 0 | 0 | 0 | 0 | 0 | 0 | 0 | 0 | 0 | 0 | 0 | 0 | 0 | 0 | 0 | 0 | 0 | 0
Replace |  | 0 | 0 | 0 | 0 | 0 | 0 | 0 | 0 | 0 | 0 | 0 | 0 | 0 | 0 | 0 | 0 | 0 | 0 | 0 | 0 | 0 | 0 | 0 | 0 | 0 | 0 | 0 | 0 | 0 | 0 | 0 | 0
Duplicate |  | 0 | 0 | 0 | 0 | 0 | 0 | 0 | 0 | 0 | 0 | 0 | 0 | 0 | 0 | 0 | 0 | 0 | 0 | 0 | 0 | 0 | 0 | 1 | times | 0 | 0 | 0 | 0 | 0 | 0 | 0 | 0
R: WTF |  | 0 | 0 | 0 | 0 | 0 | 0 | 0 | 0 | 0 | 0 | 0 | 0 | 0 | 0 | 0 | 0 | 0 | 0 | 0 | 0 | 0 | 0 | 0 | 0 | 0 | 0 | 0 | 0 | 0 | 0 | 0 | 0
R: Buffer |  | 0 | 0 | 0 | 0 | 0 | 0 | 0 | 0 | 0 | 0 | 0 | 0 | 0 | 0 | 0 | 0 | 0 | 0 | 0 | 0 | 0 | 0 | 0 | 0 | 0 | 0 | 0 | 0 | 0 | 0 | 0 | 0
R: Pickle Juice |  | 0 | 0 | 0 | 0 | 0 | 0 | 0 | 0 | 0 | 0 | 0 | 0 | 0 | 0 | 0 | 0 | 0 | 0 | 0 | 0 | 0 | 0 | 0 | 0 | 0 | 0 | 0 | 0 | 0 | 0 | 0 | 0
R: Flush |  | 0 | 0 | 0 | 0 | 0 | 0 | 0 | 0 | 0 | 0 | 0 | 0 | 0 | 0 | 0 | 0 | 0 | 0 | 0 | 0 | 0 | 0 | 0 | 0 | 0 | 0 | 0 | 0 | 0 | 0 | 0 | 0
Reagent E |  | 0 | 0 | 0 | 0 | 0 | 0 | 0 | 0 | 0 | 0 | 0 | 0 | 0 | 0 | 0 | 0 | 0 | 0 | 0 | 0 | 0 | 0 | 0 | 0 | 0 | 0 | 0 | 0 | 0 | 0 | 0 | 0
Reagent F |  | 0 | 0 | 0 | 0 | 0 | 0 | 0 | 0 | 0 | 0 | 0 | 0 | 0 | 0 | 0 | 0 | 0 | 0 | 0 | 0 | 0 | 0 | 0 | 0 | 0 | 0 | 0 | 0 | 0 | 0 | 0 | 0
Reagent G |  | 0 | 0 | 0 | 0 | 0 | 0 | 0 | 0 | 0 | 0 | 0 | 0 | 0 | 0 | 0 | 0 | 0 | 0 | 0 | 0 | 0 | 0 | 0 | 0 | 0 | 0 | 0 | 0 | 0 | 0 | 0 | 0
Reagent H |  | 0 | 0 | 0 | 0 | 0 | 0 | 0 | 0 | 0 | 0 | 0 | 0 | 0 | 0 | 0 | 0 | 0 | 0 | 0 | 0 | 0 | 0 | 0 | 0 | 0 | 0 | 0 | 0 | 0 | 0 | 0 | 0
Reagent I |  | 0 | 0 | 0 | 0 | 0 | 0 | 0 | 0 | 0 | 0 | 0 | 0 | 0 | 0 | 0 | 0 | 0 | 0 | 0 | 0 | 0 | 0 | 0 | 0 | 0 | 0 | 0 | 0 | 0 | 0 | 0 | 0
Reagent J |  | 0 | 0 | 0 | 0 | 0 | 0 | 0 | 0 | 0 | 0 | 0 | 0 | 0 | 0 | 0 | 0 | 0 | 0 | 0 | 0 | 0 | 0 | 0 | 0 | 0 | 0 | 0 | 0 | 0 | 0 | 0 | 0
Waste 1 |  | 0 | 0 | 0 | 0 | 0 | 0 | 0 | 0 | 0 | 0 | 0 | 0 | 0 | 0 | 0 | 0 | 0 | 0 | 0 | 0 | 0 | 0 | 0 | 0 | 0 | 0 | 0 | 0 | 0 | 0 | 0 | 0
Waste 2 |  | 0 | 0 | 0 | 0 | 0 | 0 | 0 | 0 | 0 | 0 | 0 | 0 | 0 | 0 | 0 | 0 | 0 | 0 | 0 | 0 | 0 | 0 | 0 | 0 | 0 | 0 | 0 | 0 | 0 | 0 | 0 | 0
0 |  | 0 | 0 | 0 | 0 | 0 | 0 | 0 | 0 | 0 | 0 | 0 | 0 | 0 | 0 | 0 | 0 | 0 | 0 | 0 | 0 | 0 | 0 | 0 | 0 | 0 | 0 | 0 | 0 | 0 | 0 | 0 | 0
Servo axis |  | 0 | 0 | 0 | 0 | 0 | 0 | 0 | 0 | 0 | 0 | 0 | 0 | 0 | 0 | 0 | 0 | 0 | 0 | 0 | 0 | 0 | 0 | 0 | 0 | 0 | 0 | 0 | 0 | 0 | 0 | 0 | 0
R Valve axis |  | 0 | 0 | 0 | 0 | 0 | 0 | 0 | 0 | 0 | 0 | 0 | 0 | 0 | 0 | 0 | 0 | 0 | 0 | 0 | 0 | 0 | 0 | 0 | 0 | 0 | 0 | 0 | 0 | 0 | 0 | 0 | 0
Discrete (+/-) |  | 0 | 0 | 0 | 0 | 0 | 0 | 0 | 0 | 0 | 0 | 0 | 0 | 0 | 0 | 0 | 0 | 0 | 0 | 0 | 0 | 0 | 0 | 0 | 0 | 0 | 0 | 0 | 0 | 0 | 0 | 0 | 0
Contact I/O |  | 0 | 0 | 0 | 0 | 0 | 0 | 0 | 0 | 0 | 0 | 0 | 0 | 0 | 0 | 0 | 0 | 0 | 0 | 0 | 0 | 0 | 0 | 0 | 0 | 0 | 0 | 0 | 0 | 0 | 0 | 0 | 0
Analog I/O |  | 0 | 0 | 0 | 0 | 0 | 0 | 0 | 0 | 0 | 0 | 0 | 0 | 0 | 0 | 0 | 0 | 0 | 0 | 0 | 0 | 0 | 0 | 0 | 0 | 0 | 0 | 0 | 0 | 0 | 0 | 0 | 0
Digital I/O |  | 0 | 0 | 0 | 0 | 0 | 0 | 0 | 0 | 0 | 0 | 0 | 0 | 0 | 0 | 0 | 0 | 0 | 0 | 0 | 0 | 0 | 0 | 0 | 0 | 0 | 0 | 0 | 0 | 0 | 0 | 0 | 0
0 |  | 0 | 0 | 0 | 0 | 0 | 0 | 0 | 0 | 0 | 0 | 0 | 0 | 0 | 0 | 0 | 0 | 0 | 0 | 0 | 0 | 0 | 0 | 0 | 0 | 0 | 0 | 0 | 0 | 0 | 0 | 0 | 0
|  | 1 | 2 | 3 | 4 | 5 | 6 | 7 | 8 | 9 | 10 | 11 | 12 | 13 | 14 | 15 | 16 | 17 | 18 | 19 | 20 | 21 | 22 | 23 | 24 | 25 | 26 | 27 | 28 | 29 | 30 | 31 | 32
Internal Out Req
Ports |  | 3: 2; 4: qty; 27: 23; 28: sqcm
Tubing
Pumping
Valving
Space |  | 25: 0; 26: cu-in; 27: 1040; 28: mL
Mass | bar: 25 to 28
Max dP
Lysate Vol
Arch Type A
Arch Type B
Arch Type C
Reuse |  | 24: times
Clean |  | 24: times
Replace |  | 24: times
Duplicate |  | 23: 1; 24: times
R: WTF
R: Buffer
R: Pickle Juice
R: Flush
Reagent E
Reagent F
Reagent G
Reagent H
Reagent I
Reagent J
Waste 1
Waste 2
Servo axis | bar: 31 to 32
R Valve axis | bar: 31 to 32
Discrete (+/-) | bar: 31 to 32
Contact I/O | bar: 31 to 32
Analog I/O | bar: 31 to 32
Digital I/O | bar: 31 to 32
|  | 1 | 2 | 3 | 4 | 5 | 6 | 7 | 8 | 9 | 10 | 11 | 12 | 13 | 14 | 15 | 16 | 17 | 18 | 19 | 20 | 21 | 22 | 23 | 24 | 25 | 26 | 27 | 28 | 29 | 30 | 31 | 32
|  | 0 | 0 | 0 | 0 | 0 | 0 | 0 | 0 | 0 | 0 | 0 | 0 | 0 | 0 | 0 | 0 | 0 | 0 | 0 | 0 | 0 | 0 | 0 | 0 | 0 | 0 | 0 | 0 | 0 | 0 | 0 | 0
Sequester:
A syringe based system
Min motor/actuator :50 cc
Linear slope: 3 ( Actuator and motor is 2x times the cylinder stroke.)
Reuse w/o cleaning
Solenoid valve shut off when sampling.
Duplicates entire assembly
Outputs:
13 sqcm per E pentrator
5 sq cm per fluid port

## Iso
|  |  | Bulkhead valves |  | R valves |  | Clamp
Volume, mL | 2070 |  | 100 |  | 980 |  | 990 | [17 empty] | 0
x |  |  | 2 | ports | 2 | ea | 1 | ea
m |  |  | 50 | cc | 490 | ea | 990 | ea
b |  |  | 0 | ml | 0 | ml | 0 | ml | [16 empty] | 0
Dups |  |  | 1 | times | 1 | times | 1 | times
0
Mass, kg
Output calculations
|  |  | 0 | sampling ports | [24 empty] | 5 | sq cm per fluid port
|  |  | 2 | seq ports
| Draft | 0 | Sequester | 0 | Isolation | 0 | Filter | 0 | Filter Pump | 0 | Lyse, Sample Prep | 0 | Reagent Storage | 0 | Reagent Dosing | 0 | Transfer to AM | 0 | Archive | 0 | Archive Preservation | 0 | Archive Storage | 0 | Repeat | 0 | Pressure Housing | 0 | Total ESP Envelop | 0 | Platform | 0 | Control | 0
Functional Req
Seq Volume |  |  |  |  | 2 | L
Acquisition Time
Particle Size |  |  |  |  | 0.5 | mm
Filter Rate |  |  |  |  | 30 | min
Cross Contamination | [5 empty] | yes
Open Depth |  |  |  |  | 200 | m
Max Depth |  |  |  |  | 300 | m
Lysate volume
Lyse methods
Reagent number
Qty AM's
Archive methods
Qty Filter events |  |  |  |  | 30
Qty Archive events |  |  |  |  | 30
0
0
0
Max AUV Extension
Req'd AUV equip vol
Req'd AUV equip mass
AM vol
AM mass
0
0
0
0
0
0
0
Internal In Req
Ports |  |  | 2 | qty | 0 | 0 | 0 | 0 | 0 | qty | 0 | 0 | 0 | 0 | 0 | 0 | 0 | 0 | 0 | 0 | 0 | 0 | 0 | 0 | 0 | 0 | 0 | 0 | 0 | 0 | 0 | 0 | 0 | 0
Tubing |  |  | 0 | 0 | 0 | 0 | 0 | 0 | 0 | 0 | 0 | 0 | 0 | 0 | 0 | 0 | 0 | 0 | 0 | 0 | 0 | 0 | 0 | 0 | 0 | 0 | 0 | 0 | 0 | 0 | 0 | 0 | 0 | 0
0 |  |  | 0 | 0 | 0 | 0 | 0 | 0 | 0 | 0 | 0 | 0 | 0 | 0 | 0 | 0 | 0 | 0 | 0 | 0 | 0 | 0 | 0 | 0 | 0 | 0 | 0 | 0 | 0 | 0 | 0 | 0 | 0 | 0
Pumping |  |  | 0 | 0 | 0 | 0 | 0 | 0 | 0 | 0 | 0 | 0 | 0 | 0 | 0 | 0 | 0 | 0 | 0 | 0 | 0 | 0 | 0 | 0 | 0 | 0 | 0 | 0 | 0 | 0 | 0 | 0 | 0 | 0
Valving |  |  | 0 | 0 | 0 | 0 | 0 | 0 | 0 | 0 | 0 | 0 | 0 | 0 | 0 | 0 | 0 | 0 | 0 | 0 | 0 | 0 | 0 | 0 | 0 | 0 | 0 | 0 | 0 | 0 | 0 | 0 | 0 | 0
Space |  |  | 0 | 0 | 0 | 0 | 0 | 0 | 0 | 0 | 0 | 0 | 0 | 0 | 0 | 0 | 0 | 0 | 0 | 0 | 0 | 0 | 0 | 0 | 0 | 0 | 0 | 0 | 0 | 0 | 0 | 0 | 0 | 0
Mass |  |  | 0 | 0 | 0 | 0 | 0 | 0 | 0 | 0 | 0 | 0 | 0 | 0 | 0 | 0 | 0 | 0 | 0 | 0 | 0 | 0 | 0 | 0 | 0 | 0 | 0 | 0 | 0 | 0 | 0 | 0 | 0 | 0
Max dP |  |  | 0 | 0 | 0 | 0 | 0 | 0 | 0 | 0 | 0 | 0 | 0 | 0 | 0 | 0 | 0 | 0 | 0 | 0 | 0 | 0 | 0 | 0 | 0 | 0 | 0 | 0 | 0 | 0 | 0 | 0 | 0 | 0
Lysate Vol |  |  | 0 | 0 | 0 | 0 | 0 | 0 | 0 | 0 | 0 | 0 | 0 | 0 | 0 | 0 | 0 | 0 | 0 | 0 | 0 | 0 | 0 | 0 | 0 | 0 | 0 | 0 | 0 | 0 | 0 | 0 | 0 | 0
0 |  |  | 0 | 0 | 0 | 0 | 0 | 0 | 0 | 0 | 0 | 0 | 0 | 0 | 0 | 0 | 0 | 0 | 0 | 0 | 0 | 0 | 0 | 0 | 0 | 0 | 0 | 0 | 0 | 0 | 0 | 0 | 0 | 0
Arch Type A |  |  | 0 | 0 | 0 | 0 | 0 | 0 | 0 | 0 | 0 | 0 | 0 | 0 | 0 | 0 | 0 | 0 | 0 | 0 | 0 | 0 | 0 | 0 | 0 | 0 | 0 | 0 | 0 | 0 | 0 | 0 | 0 | 0
Arch Type B |  |  | 0 | 0 | 0 | 0 | 0 | 0 | 0 | 0 | 0 | 0 | 0 | 0 | 0 | 0 | 0 | 0 | 0 | 0 | 0 | 0 | 0 | 0 | 0 | 0 | 0 | 0 | 0 | 0 | 0 | 0 | 0 | 0
Arch Type C |  |  | 0 | 0 | 0 | 0 | 0 | 0 | 0 | 0 | 0 | 0 | 0 | 0 | 0 | 0 | 0 | 0 | 0 | 0 | 0 | 0 | 0 | 0 | 0 | 0 | 0 | 0 | 0 | 0 | 0 | 0 | 0 | 0
0 |  |  | 0 | 0 | 0 | 0 | 0 | 0 | 0 | 0 | 0 | 0 | 0 | 0 | 0 | 0 | 0 | 0 | 0 | 0 | 0 | 0 | 0 | 0 | 0 | 0 | 0 | 0 | 0 | 0 | 0 | 0 | 0 | 0
Reuse |  |  | 0 | 0 | 0 | 0 | 0 | 0 | 0 | 0 | 0 | 0 | 0 | 0 | 0 | 0 | 0 | 0 | 0 | 0 | 0 | 0 | 0 | 0 | 0 | 0 | 0 | 0 | 0 | 0 | 0 | 0 | 0 | 0
Clean |  |  | 0 | 0 | 0 | 0 | 0 | 0 | 0 | 0 | 0 | 0 | 0 | 0 | 0 | 0 | 0 | 0 | 0 | 0 | 0 | 0 | 0 | 0 | 0 | 0 | 0 | 0 | 0 | 0 | 0 | 0 | 0 | 0
Replace |  |  | 0 | 0 | 0 | 0 | 0 | 0 | 0 | 0 | 0 | 0 | 0 | 0 | 0 | 0 | 0 | 0 | 0 | 0 | 0 | 0 | 0 | 0 | 0 | 0 | 0 | 0 | 0 | 0 | 0 | 0 | 0 | 0
Duplicate |  |  | 0 | 0 | 0 | 0 | 0 | 0 | 0 | 0 | 0 | 0 | 0 | 0 | 0 | 0 | 0 | 0 | 0 | 0 | 0 | 0 | 0 | 0 | 1 | times | 0 | 0 | 0 | 0 | 0 | 0 | 0 | 0
R: WTF |  |  | 0 | 0 | 0 | 0 | 0 | 0 | 0 | 0 | 0 | 0 | 0 | 0 | 0 | 0 | 0 | 0 | 0 | 0 | 0 | 0 | 0 | 0 | 0 | 0 | 0 | 0 | 0 | 0 | 0 | 0 | 0 | 0
R: Buffer |  |  | 0 | 0 | 0 | 0 | 0 | 0 | 0 | 0 | 0 | 0 | 0 | 0 | 0 | 0 | 0 | 0 | 0 | 0 | 0 | 0 | 0 | 0 | 0 | 0 | 0 | 0 | 0 | 0 | 0 | 0 | 0 | 0
R: Pickle Juice |  |  | 0 | 0 | 0 | 0 | 0 | 0 | 0 | 0 | 0 | 0 | 0 | 0 | 0 | 0 | 0 | 0 | 0 | 0 | 0 | 0 | 0 | 0 | 0 | 0 | 0 | 0 | 0 | 0 | 0 | 0 | 0 | 0
R: Flush |  |  | 0 | 0 | 0 | 0 | 0 | 0 | 0 | 0 | 0 | 0 | 0 | 0 | 0 | 0 | 0 | 0 | 0 | 0 | 0 | 0 | 0 | 0 | 0 | 0 | 0 | 0 | 0 | 0 | 0 | 0 | 0 | 0
Reagent E |  |  | 0 | 0 | 0 | 0 | 0 | 0 | 0 | 0 | 0 | 0 | 0 | 0 | 0 | 0 | 0 | 0 | 0 | 0 | 0 | 0 | 0 | 0 | 0 | 0 | 0 | 0 | 0 | 0 | 0 | 0 | 0 | 0
Reagent F |  |  | 0 | 0 | 0 | 0 | 0 | 0 | 0 | 0 | 0 | 0 | 0 | 0 | 0 | 0 | 0 | 0 | 0 | 0 | 0 | 0 | 0 | 0 | 0 | 0 | 0 | 0 | 0 | 0 | 0 | 0 | 0 | 0
Reagent G |  |  | 0 | 0 | 0 | 0 | 0 | 0 | 0 | 0 | 0 | 0 | 0 | 0 | 0 | 0 | 0 | 0 | 0 | 0 | 0 | 0 | 0 | 0 | 0 | 0 | 0 | 0 | 0 | 0 | 0 | 0 | 0 | 0
Reagent H |  |  | 0 | 0 | 0 | 0 | 0 | 0 | 0 | 0 | 0 | 0 | 0 | 0 | 0 | 0 | 0 | 0 | 0 | 0 | 0 | 0 | 0 | 0 | 0 | 0 | 0 | 0 | 0 | 0 | 0 | 0 | 0 | 0
Reagent I |  |  | 0 | 0 | 0 | 0 | 0 | 0 | 0 | 0 | 0 | 0 | 0 | 0 | 0 | 0 | 0 | 0 | 0 | 0 | 0 | 0 | 0 | 0 | 0 | 0 | 0 | 0 | 0 | 0 | 0 | 0 | 0 | 0
Reagent J |  |  | 0 | 0 | 0 | 0 | 0 | 0 | 0 | 0 | 0 | 0 | 0 | 0 | 0 | 0 | 0 | 0 | 0 | 0 | 0 | 0 | 0 | 0 | 0 | 0 | 0 | 0 | 0 | 0 | 0 | 0 | 0 | 0
Waste 1 |  |  | 0 | 0 | 0 | 0 | 0 | 0 | 0 | 0 | 0 | 0 | 0 | 0 | 0 | 0 | 0 | 0 | 0 | 0 | 0 | 0 | 0 | 0 | 0 | 0 | 0 | 0 | 0 | 0 | 0 | 0 | 0 | 0
Waste 2 |  |  | 0 | 0 | 0 | 0 | 0 | 0 | 0 | 0 | 0 | 0 | 0 | 0 | 0 | 0 | 0 | 0 | 0 | 0 | 0 | 0 | 0 | 0 | 0 | 0 | 0 | 0 | 0 | 0 | 0 | 0 | 0 | 0
0 |  |  | 0 | 0 | 0 | 0 | 0 | 0 | 0 | 0 | 0 | 0 | 0 | 0 | 0 | 0 | 0 | 0 | 0 | 0 | 0 | 0 | 0 | 0 | 0 | 0 | 0 | 0 | 0 | 0 | 0 | 0 | 0 | 0
Servo axis |  |  | 0 | 0 | 0 | 0 | 0 | 0 | 0 | 0 | 0 | 0 | 0 | 0 | 0 | 0 | 0 | 0 | 0 | 0 | 0 | 0 | 0 | 0 | 0 | 0 | 0 | 0 | 0 | 0 | 0 | 0 | 0 | 0
R Valve axis |  |  | 0 | 0 | 0 | 0 | 0 | 0 | 0 | 0 | 0 | 0 | 0 | 0 | 0 | 0 | 0 | 0 | 0 | 0 | 0 | 0 | 0 | 0 | 0 | 0 | 0 | 0 | 0 | 0 | 0 | 0 | 0 | 0
Discrete (+/-) |  |  | 0 | 0 | 0 | 0 | 0 | 0 | 0 | 0 | 0 | 0 | 0 | 0 | 0 | 0 | 0 | 0 | 0 | 0 | 0 | 0 | 0 | 0 | 0 | 0 | 0 | 0 | 0 | 0 | 0 | 0 | 0 | 0
Contact I/O |  |  | 0 | 0 | 0 | 0 | 0 | 0 | 0 | 0 | 0 | 0 | 0 | 0 | 0 | 0 | 0 | 0 | 0 | 0 | 0 | 0 | 0 | 0 | 0 | 0 | 0 | 0 | 0 | 0 | 0 | 0 | 0 | 0
Analog I/O |  |  | 0 | 0 | 0 | 0 | 0 | 0 | 0 | 0 | 0 | 0 | 0 | 0 | 0 | 0 | 0 | 0 | 0 | 0 | 0 | 0 | 0 | 0 | 0 | 0 | 0 | 0 | 0 | 0 | 0 | 0 | 0 | 0
Digital I/O |  |  | 0 | 0 | 0 | 0 | 0 | 0 | 0 | 0 | 0 | 0 | 0 | 0 | 0 | 0 | 0 | 0 | 0 | 0 | 0 | 0 | 0 | 0 | 0 | 0 | 0 | 0 | 0 | 0 | 0 | 0 | 0 | 0
0 |  |  | 0 | 0 | 0 | 0 | 0 | 0 | 0 | 0 | 0 | 0 | 0 | 0 | 0 | 0 | 0 | 0 | 0 | 0 | 0 | 0 | 0 | 0 | 0 | 0 | 0 | 0 | 0 | 0 | 0 | 0 | 0 | 0
0 |  |  | 3 | 4 | 5 | 6 | 7 | 8 | 9 | 10 | 11 | 12 | 13 | 14 | 15 | 16 | 17 | 18 | 19 | 20 | 21 | 22 | 23 | 24 | 25 | 26 | 27 | 28 | 29 | 30 | 31 | 32 | 33 | 34
Internal Out Req
Ports |  |  | 28: sqcm; 29: 0; 30: sqcm
Tubing
0
Pumping
Valving
Space |  |  | 27: 2070; 28: ml; 30: ml
Mass | bar: 27 to 30
Max dP
Lysate Vol
0
Arch Type A
Arch Type B
Arch Type C
0
Reuse |  |  | 16: times; 26: times
Clean |  |  | 15: 60; 16: times; 25: 60; 26: times
Replace |  |  | 26: times
Duplicate |  |  | 25: 1; 26: times
R: WTF | bar: 15 to 16
R: Buffer | bar: 15 to 16
R: Pickle Juice | bar: 15 to 16
R: Flush |  |  | 15: 5; 16: mL
Reagent E | bar: 15 to 16
Reagent F | bar: 15 to 16
Reagent G | bar: 15 to 16
Reagent H | bar: 15 to 16
Reagent I | bar: 15 to 16
Reagent J | bar: 15 to 16
Waste 1
Waste 2
0
Servo axis | bar: 33 to 34
R Valve axis |  |  | 33: 2; 34: ea
Discrete (+/-) |  |  | 33: 2; 34: ea
Contact I/O |  |  | 33: 2; 34: ea
Analog I/O | bar: 33 to 34
Digital I/O | bar: 33 to 34
0
0 |  |  | 3 | 4 | 5 | 6 | 7 | 8 | 9 | 10 | 11 | 12 | 13 | 14 | 15 | 16 | 17 | 18 | 19 | 20 | 21 | 22 | 23 | 24 | 25 | 26 | 27 | 28 | 29 | 30 | 31 | 32 | 33 | 34
|  |  | 0 | 0 | 0 | 0 | 0 | 0 | 0 | 0 | 0 | 0 | 0 | 0 | 0 | 0 | 0 | 0 | 0 | 0 | 0 | 0 | 0 | 0 | 0 | 0 | 0 | 0 | 0 | 0 | 0 | 0 | 0 | 0
Isolation:
Two bulkhead isolation valves
2 rotary valve each side of filter
1 clamp
Outputs:
5 sq cm per fluid port

## Fil
Filter
Volume, mL | 19.625 |  | 19.625 | [21 empty] | 0
x |  |  | 1 | ea
m |  |  | 19.625 | cc
b |  |  | 0 | ml | [20 empty] | 0
Dups |  |  | 1 | times
0
Mass, kg
Output calculations
| Draft | 0 | Sequester | 0 | Isolation | 0 | Filter | 0 | Filter Pump | 0 | Lyse, Sample Prep | 0 | Reagent Storage | 0 | Reagent Dosing | 0 | Transfer to AM | 0 | Archive | 0 | Archive Preservation | 0 | Archive Storage | 0 | Repeat | 0 | Pressure Housing | 0 | Total ESP Envelop | 0 | Platform | 0 | Control | 0
Functional Req
Seq Volume | [6 empty] | 2 | L
Acquisition Time
Particle Size | [6 empty] | 0.5 | mm
Filter Rate | [6 empty] | 30 | min
Cross Contamination | [7 empty] | yes
Open Depth
Max Depth
Lysate volume
Lyse methods
Reagent number
Qty AM's
Archive methods
Qty Filter events | [6 empty] | 30
Qty Archive events
0
0
0
Max AUV Extension
Req'd AUV equip vol
Req'd AUV equip mass
AM vol
AM mass
0
0
0
0
0
0
0
Internal In Req
Ports |  |  | 0 | 0 | 0 | 0 | 0 | 0 | 0 | 0 | 0 | 0 | 0 | 0 | 0 | 0 | 0 | 0 | 0 | 0 | 0 | 0 | 0 | 0 | 0 | 0 | 0 | 0 | 0 | 0 | 0 | 0 | 0 | 0
Tubing |  |  | 0 | 0 | 0 | 0 | 0 | 0 | 0 | 0 | 0 | 0 | 0 | 0 | 0 | 0 | 0 | 0 | 0 | 0 | 0 | 0 | 0 | 0 | 0 | 0 | 0 | 0 | 0 | 0 | 0 | 0 | 0 | 0
0 |  |  | 0 | 0 | 0 | 0 | 0 | 0 | 0 | 0 | 0 | 0 | 0 | 0 | 0 | 0 | 0 | 0 | 0 | 0 | 0 | 0 | 0 | 0 | 0 | 0 | 0 | 0 | 0 | 0 | 0 | 0 | 0 | 0
Pumping |  |  | 0 | 0 | 0 | 0 | 0 | 0 | 0 | 0 | 0 | 0 | 0 | 0 | 0 | 0 | 0 | 0 | 0 | 0 | 0 | 0 | 0 | 0 | 0 | 0 | 0 | 0 | 0 | 0 | 0 | 0 | 0 | 0
Valving |  |  | 0 | 0 | 0 | 0 | 0 | 0 | 0 | 0 | 0 | 0 | 0 | 0 | 0 | 0 | 0 | 0 | 0 | 0 | 0 | 0 | 0 | 0 | 0 | 0 | 0 | 0 | 0 | 0 | 0 | 0 | 0 | 0
Space |  |  | 0 | 0 | 0 | 0 | 0 | 0 | 0 | 0 | 0 | 0 | 0 | 0 | 0 | 0 | 0 | 0 | 0 | 0 | 0 | 0 | 0 | 0 | 0 | 0 | 0 | 0 | 0 | 0 | 0 | 0 | 0 | 0
Mass |  |  | 0 | 0 | 0 | 0 | 0 | 0 | 0 | 0 | 0 | 0 | 0 | 0 | 0 | 0 | 0 | 0 | 0 | 0 | 0 | 0 | 0 | 0 | 0 | 0 | 0 | 0 | 0 | 0 | 0 | 0 | 0 | 0
Max dP |  |  | 0 | 0 | 0 | 0 | 0 | 0 | 0 | 0 | 0 | 0 | 0 | 0 | 0 | 0 | 0 | 0 | 0 | 0 | 0 | 0 | 0 | 0 | 0 | 0 | 0 | 0 | 0 | 0 | 0 | 0 | 0 | 0
Lysate Vol |  |  | 0 | 0 | 0 | 0 | 0 | 0 | 0 | 0 | 0 | 0 | 0 | 0 | 0 | 0 | 0 | 0 | 0 | 0 | 0 | 0 | 0 | 0 | 0 | 0 | 0 | 0 | 0 | 0 | 0 | 0 | 0 | 0
0 |  |  | 0 | 0 | 0 | 0 | 0 | 0 | 0 | 0 | 0 | 0 | 0 | 0 | 0 | 0 | 0 | 0 | 0 | 0 | 0 | 0 | 0 | 0 | 0 | 0 | 0 | 0 | 0 | 0 | 0 | 0 | 0 | 0
Arch Type A |  |  | 0 | 0 | 0 | 0 | 0 | 0 | 0 | 0 | 0 | 0 | 0 | 0 | 0 | 0 | 0 | 0 | 0 | 0 | 0 | 0 | 0 | 0 | 0 | 0 | 0 | 0 | 0 | 0 | 0 | 0 | 0 | 0
Arch Type B |  |  | 0 | 0 | 0 | 0 | 0 | 0 | 0 | 0 | 0 | 0 | 0 | 0 | 0 | 0 | 0 | 0 | 0 | 0 | 0 | 0 | 0 | 0 | 0 | 0 | 0 | 0 | 0 | 0 | 0 | 0 | 0 | 0
Arch Type C |  |  | 0 | 0 | 0 | 0 | 0 | 0 | 0 | 0 | 0 | 0 | 0 | 0 | 0 | 0 | 0 | 0 | 0 | 0 | 0 | 0 | 0 | 0 | 0 | 0 | 0 | 0 | 0 | 0 | 0 | 0 | 0 | 0
0 |  |  | 0 | 0 | 0 | 0 | 0 | 0 | 0 | 0 | 0 | 0 | 0 | 0 | 0 | 0 | 0 | 0 | 0 | 0 | 0 | 0 | 0 | 0 | 0 | 0 | 0 | 0 | 0 | 0 | 0 | 0 | 0 | 0
Reuse |  |  | 0 | 0 | 0 | 0 | 0 | 0 | 0 | 0 | 0 | 0 | 0 | 0 | 0 | 0 | 0 | 0 | 0 | 0 | 0 | 0 | 0 | 0 | 0 | 0 | 0 | 0 | 0 | 0 | 0 | 0 | 0 | 0
Clean |  |  | 0 | 0 | 0 | 0 | 0 | 0 | 0 | 0 | 0 | 0 | 0 | 0 | 0 | 0 | 0 | 0 | 0 | 0 | 0 | 0 | 0 | 0 | 0 | 0 | 0 | 0 | 0 | 0 | 0 | 0 | 0 | 0
Replace |  |  | 0 | 0 | 0 | 0 | 0 | 0 | 0 | 0 | 0 | 0 | 0 | 0 | 0 | 0 | 0 | 0 | 0 | 0 | 0 | 0 | 0 | 0 | 0 | 0 | 0 | 0 | 0 | 0 | 0 | 0 | 0 | 0
Duplicate |  |  | 0 | 0 | 0 | 0 | 0 | 0 | 0 | 0 | 0 | 0 | 0 | 0 | 0 | 0 | 0 | 0 | 0 | 0 | 0 | 0 | 0 | 0 | 1 | times | 0 | 0 | 0 | 0 | 0 | 0 | 0 | 0
R: WTF |  |  | 0 | 0 | 0 | 0 | 0 | 0 | 0 | 0 | 0 | 0 | 0 | 0 | 0 | 0 | 0 | 0 | 0 | 0 | 0 | 0 | 0 | 0 | 0 | 0 | 0 | 0 | 0 | 0 | 0 | 0 | 0 | 0
R: Buffer |  |  | 0 | 0 | 0 | 0 | 0 | 0 | 0 | 0 | 0 | 0 | 0 | 0 | 0 | 0 | 0 | 0 | 0 | 0 | 0 | 0 | 0 | 0 | 0 | 0 | 0 | 0 | 0 | 0 | 0 | 0 | 0 | 0
R: Pickle Juice |  |  | 0 | 0 | 0 | 0 | 0 | 0 | 0 | 0 | 0 | 0 | 0 | 0 | 0 | 0 | 0 | 0 | 0 | 0 | 0 | 0 | 0 | 0 | 0 | 0 | 0 | 0 | 0 | 0 | 0 | 0 | 0 | 0
R: Flush |  |  | 0 | 0 | 0 | 0 | 0 | 0 | 0 | 0 | 0 | 0 | 0 | 0 | 0 | 0 | 0 | 0 | 0 | 0 | 0 | 0 | 0 | 0 | 0 | 0 | 0 | 0 | 0 | 0 | 0 | 0 | 0 | 0
Reagent E |  |  | 0 | 0 | 0 | 0 | 0 | 0 | 0 | 0 | 0 | 0 | 0 | 0 | 0 | 0 | 0 | 0 | 0 | 0 | 0 | 0 | 0 | 0 | 0 | 0 | 0 | 0 | 0 | 0 | 0 | 0 | 0 | 0
Reagent F |  |  | 0 | 0 | 0 | 0 | 0 | 0 | 0 | 0 | 0 | 0 | 0 | 0 | 0 | 0 | 0 | 0 | 0 | 0 | 0 | 0 | 0 | 0 | 0 | 0 | 0 | 0 | 0 | 0 | 0 | 0 | 0 | 0
Reagent G |  |  | 0 | 0 | 0 | 0 | 0 | 0 | 0 | 0 | 0 | 0 | 0 | 0 | 0 | 0 | 0 | 0 | 0 | 0 | 0 | 0 | 0 | 0 | 0 | 0 | 0 | 0 | 0 | 0 | 0 | 0 | 0 | 0
Reagent H |  |  | 0 | 0 | 0 | 0 | 0 | 0 | 0 | 0 | 0 | 0 | 0 | 0 | 0 | 0 | 0 | 0 | 0 | 0 | 0 | 0 | 0 | 0 | 0 | 0 | 0 | 0 | 0 | 0 | 0 | 0 | 0 | 0
Reagent I |  |  | 0 | 0 | 0 | 0 | 0 | 0 | 0 | 0 | 0 | 0 | 0 | 0 | 0 | 0 | 0 | 0 | 0 | 0 | 0 | 0 | 0 | 0 | 0 | 0 | 0 | 0 | 0 | 0 | 0 | 0 | 0 | 0
Reagent J |  |  | 0 | 0 | 0 | 0 | 0 | 0 | 0 | 0 | 0 | 0 | 0 | 0 | 0 | 0 | 0 | 0 | 0 | 0 | 0 | 0 | 0 | 0 | 0 | 0 | 0 | 0 | 0 | 0 | 0 | 0 | 0 | 0
Waste 1 |  |  | 0 | 0 | 0 | 0 | 0 | 0 | 0 | 0 | 0 | 0 | 0 | 0 | 0 | 0 | 0 | 0 | 0 | 0 | 0 | 0 | 0 | 0 | 0 | 0 | 0 | 0 | 0 | 0 | 0 | 0 | 0 | 0
Waste 2 |  |  | 0 | 0 | 0 | 0 | 0 | 0 | 0 | 0 | 0 | 0 | 0 | 0 | 0 | 0 | 0 | 0 | 0 | 0 | 0 | 0 | 0 | 0 | 0 | 0 | 0 | 0 | 0 | 0 | 0 | 0 | 0 | 0
0 |  |  | 0 | 0 | 0 | 0 | 0 | 0 | 0 | 0 | 0 | 0 | 0 | 0 | 0 | 0 | 0 | 0 | 0 | 0 | 0 | 0 | 0 | 0 | 0 | 0 | 0 | 0 | 0 | 0 | 0 | 0 | 0 | 0
Servo axis |  |  | 0 | 0 | 0 | 0 | 0 | 0 | 0 | 0 | 0 | 0 | 0 | 0 | 0 | 0 | 0 | 0 | 0 | 0 | 0 | 0 | 0 | 0 | 0 | 0 | 0 | 0 | 0 | 0 | 0 | 0 | 0 | 0
R Valve axis |  |  | 0 | 0 | 0 | 0 | 0 | 0 | 0 | 0 | 0 | 0 | 0 | 0 | 0 | 0 | 0 | 0 | 0 | 0 | 0 | 0 | 0 | 0 | 0 | 0 | 0 | 0 | 0 | 0 | 0 | 0 | 0 | 0
Discrete (+/-) |  |  | 0 | 0 | 0 | 0 | 0 | 0 | 0 | 0 | 0 | 0 | 0 | 0 | 0 | 0 | 0 | 0 | 0 | 0 | 0 | 0 | 0 | 0 | 0 | 0 | 0 | 0 | 0 | 0 | 0 | 0 | 0 | 0
Contact I/O |  |  | 0 | 0 | 0 | 0 | 0 | 0 | 0 | 0 | 0 | 0 | 0 | 0 | 0 | 0 | 0 | 0 | 0 | 0 | 0 | 0 | 0 | 0 | 0 | 0 | 0 | 0 | 0 | 0 | 0 | 0 | 0 | 0
Analog I/O |  |  | 0 | 0 | 0 | 0 | 0 | 0 | 0 | 0 | 0 | 0 | 0 | 0 | 0 | 0 | 0 | 0 | 0 | 0 | 0 | 0 | 0 | 0 | 0 | 0 | 0 | 0 | 0 | 0 | 0 | 0 | 0 | 0
Digital I/O |  |  | 0 | 0 | 0 | 0 | 0 | 0 | 0 | 0 | 0 | 0 | 0 | 0 | 0 | 0 | 0 | 0 | 0 | 0 | 0 | 0 | 0 | 0 | 0 | 0 | 0 | 0 | 0 | 0 | 0 | 0 | 0 | 0
0 |  |  | 0 | 0 | 0 | 0 | 0 | 0 | 0 | 0 | 0 | 0 | 0 | 0 | 0 | 0 | 0 | 0 | 0 | 0 | 0 | 0 | 0 | 0 | 0 | 0 | 0 | 0 | 0 | 0 | 0 | 0 | 0 | 0
0 |  |  | 5 | 6 | 7 | 8 | 9 | 10 | 11 | 12 | 13 | 14 | 15 | 16 | 17 | 18 | 19 | 20 | 21 | 22 | 23 | 24 | 25 | 26 | 27 | 28 | 29 | 30 | 31 | 32 | 33 | 34 | 35 | 36
Internal Out Req
Ports |  |  | 12: qty; 14: qty
Tubing
0
Pumping
Valving
Space |  |  | 29: 19.625; 30: ml; 32: ml
Mass | bar: 29 to 32
Max dP |  |  | 12: psig
Lysate Vol
0
Arch Type A
Arch Type B
Arch Type C
0
Reuse |  |  | 18: times; 28: times
Clean |  |  | 18: times; 28: times
Replace |  |  | 28: times
Duplicate |  |  | 27: 1; 28: times
R: WTF | bar: 17 to 18
R: Buffer |  |  | 17: 0; 18: mL
R: Pickle Juice | bar: 17 to 18
R: Flush | bar: 17 to 18
Reagent E | bar: 17 to 18
Reagent F | bar: 17 to 18
Reagent G | bar: 17 to 18
Reagent H | bar: 17 to 18
Reagent I | bar: 17 to 18
Reagent J | bar: 17 to 18
Waste 1
Waste 2
0
Servo axis
R Valve axis
Discrete (+/-)
Contact I/O
Analog I/O
Digital I/O
0
0 |  |  | 5 | 6 | 7 | 8 | 9 | 10 | 11 | 12 | 13 | 14 | 15 | 16 | 17 | 18 | 19 | 20 | 21 | 22 | 23 | 24 | 25 | 26 | 27 | 28 | 29 | 30 | 31 | 32 | 33 | 34 | 35 | 36
|  |  | 0 | 0 | 0 | 0 | 0 | 0 | 0 | 0 | 0 | 0 | 0 | 0 | 0 | 0 | 0 | 0 | 0 | 0 | 0 | 0 | 0 | 0 | 0 | 0 | 0 | 0 | 0 | 0 | 0 | 0 | 0 | 0
Filter:

## FPump
|  |  | Syringe, mechanism and motor |  | Seq Isolation valves |  |  |  | Pressure Transducer
Volume, mL | 7.5 | [7 empty] | 7.5
x |  |  |  | ml |  | ports |  |  | 2 | qty
m | [5 empty] | cc |  |  | 3.75 | cc
b |  |  |  | ml |  | ml |  |  | 0 | ml
Dups |  |  | 1 | times | 1 | times | 1 |  | 1 | 0
0
Mass, kg
Output calculations
| Draft | 0 | Sequester | 0 | Isolation | 0 | Filter | 0 | Filter Pump | 0 | Lyse, Sample Prep | 0 | Reagent Storage | 0 | Reagent Dosing | 0 | Transfer to AM | 0 | Archive | 0 | Archive Preservation | 0 | Archive Storage | 0 | Repeat | 0 | Pressure Housing | 0 | Total ESP Envelop | 0 | Platform | 0 | Control | 0
Functional Req
Seq Volume | [8 empty] | 2 | L
Acquisition Time
Particle Size | [8 empty] | 0.5 | mm
Filter Rate | [8 empty] | 30 | min
Cross Contamination | [9 empty] | yes
Open Depth
Max Depth
Lysate volume
Lyse methods
Reagent number
Qty AM's
Archive methods
Qty Filter events
Qty Archive events
0
0
0
Max AUV Extension
Req'd AUV equip vol
Req'd AUV equip mass
AM vol
AM mass
0
0
0
0
0
0
0
Internal In Req
Ports |  |  | 0 | 0 | 0 | 0 | 0 | qty | 0 | 0 | 0 | 0 | 0 | 0 | 0 | 0 | 0 | 0 | 0 | qty | 0 | 0 | 0 | 0 | 0 | 0 | 0 | 0 | 0 | 0 | 0 | 0 | 0 | 0
Tubing |  |  | 0 | 0 | 0 | 0 | 0 | 0 | 0 | 0 | 0 | 0 | 0 | 0 | 0 | 0 | 0 | 0 | 0 | 0 | 0 | 0 | 0 | 0 | 0 | 0 | 0 | 0 | 0 | 0 | 0 | 0 | 0 | 0
0 |  |  | 0 | 0 | 0 | 0 | 0 | 0 | 0 | 0 | 0 | 0 | 0 | 0 | 0 | 0 | 0 | 0 | 0 | 0 | 0 | 0 | 0 | 0 | 0 | 0 | 0 | 0 | 0 | 0 | 0 | 0 | 0 | 0
Pumping |  |  | 0 | 0 | 0 | 0 | 0 | 0 | 0 | 0 | 0 | 0 | 0 | 0 | 0 | 0 | 0 | 0 | 0 | 0 | 0 | 0 | 0 | 0 | 0 | 0 | 0 | 0 | 0 | 0 | 0 | 0 | 0 | 0
Valving |  |  | 0 | 0 | 0 | 0 | 0 | 0 | 0 | 0 | 0 | 0 | 0 | 0 | 0 | 0 | 0 | 0 | 0 | 0 | 0 | 0 | 0 | 0 | 0 | 0 | 0 | 0 | 0 | 0 | 0 | 0 | 0 | 0
Space |  |  | 0 | 0 | 0 | 0 | 0 | 0 | 0 | 0 | 0 | 0 | 0 | 0 | 0 | 0 | 0 | 0 | 0 | 0 | 0 | 0 | 0 | 0 | 0 | 0 | 0 | 0 | 0 | 0 | 0 | 0 | 0 | 0
Mass |  |  | 0 | 0 | 0 | 0 | 0 | 0 | 0 | 0 | 0 | 0 | 0 | 0 | 0 | 0 | 0 | 0 | 0 | 0 | 0 | 0 | 0 | 0 | 0 | 0 | 0 | 0 | 0 | 0 | 0 | 0 | 0 | 0
Max dP |  |  | 0 | 0 | 0 | 0 | 0 | psig | 0 | 0 | 0 | 0 | 0 | 0 | 0 | 0 | 0 | 0 | 0 | psig | 0 | 0 | 0 | 0 | 0 | 0 | 0 | 0 | 0 | 0 | 0 | 0 | 0 | 0
Lysate Vol |  |  | 0 | 0 | 0 | 0 | 0 | 0 | 0 | 0 | 0 | 0 | 0 | 0 | 0 | 0 | 0 | 0 | 0 | 0 | 0 | 0 | 0 | 0 | 0 | 0 | 0 | 0 | 0 | 0 | 0 | 0 | 0 | 0
0 |  |  | 0 | 0 | 0 | 0 | 0 | 0 | 0 | 0 | 0 | 0 | 0 | 0 | 0 | 0 | 0 | 0 | 0 | 0 | 0 | 0 | 0 | 0 | 0 | 0 | 0 | 0 | 0 | 0 | 0 | 0 | 0 | 0
Arch Type A |  |  | 0 | 0 | 0 | 0 | 0 | 0 | 0 | 0 | 0 | 0 | 0 | 0 | 0 | 0 | 0 | 0 | 0 | 0 | 0 | 0 | 0 | 0 | 0 | 0 | 0 | 0 | 0 | 0 | 0 | 0 | 0 | 0
Arch Type B |  |  | 0 | 0 | 0 | 0 | 0 | 0 | 0 | 0 | 0 | 0 | 0 | 0 | 0 | 0 | 0 | 0 | 0 | 0 | 0 | 0 | 0 | 0 | 0 | 0 | 0 | 0 | 0 | 0 | 0 | 0 | 0 | 0
Arch Type C |  |  | 0 | 0 | 0 | 0 | 0 | 0 | 0 | 0 | 0 | 0 | 0 | 0 | 0 | 0 | 0 | 0 | 0 | 0 | 0 | 0 | 0 | 0 | 0 | 0 | 0 | 0 | 0 | 0 | 0 | 0 | 0 | 0
0 |  |  | 0 | 0 | 0 | 0 | 0 | 0 | 0 | 0 | 0 | 0 | 0 | 0 | 0 | 0 | 0 | 0 | 0 | 0 | 0 | 0 | 0 | 0 | 0 | 0 | 0 | 0 | 0 | 0 | 0 | 0 | 0 | 0
Reuse |  |  | 0 | 0 | 0 | 0 | 0 | 0 | 0 | 0 | 0 | 0 | 0 | 0 | 0 | 0 | 0 | 0 | 0 | 0 | 0 | 0 | 0 | 0 | 0 | 0 | 0 | 0 | 0 | 0 | 0 | 0 | 0 | 0
Clean |  |  | 0 | 0 | 0 | 0 | 0 | 0 | 0 | 0 | 0 | 0 | 0 | 0 | 0 | 0 | 0 | 0 | 0 | 0 | 0 | 0 | 0 | 0 | 0 | 0 | 0 | 0 | 0 | 0 | 0 | 0 | 0 | 0
Replace |  |  | 0 | 0 | 0 | 0 | 0 | 0 | 0 | 0 | 0 | 0 | 0 | 0 | 0 | 0 | 0 | 0 | 0 | 0 | 0 | 0 | 0 | 0 | 0 | 0 | 0 | 0 | 0 | 0 | 0 | 0 | 0 | 0
Duplicate |  |  | 0 | 0 | 0 | 0 | 0 | 0 | 0 | 0 | 0 | 0 | 0 | 0 | 0 | 0 | 0 | 0 | 0 | 0 | 0 | 0 | 0 | 0 | 1 | times | 0 | 0 | 0 | 0 | 0 | 0 | 0 | 0
R: WTF |  |  | 0 | 0 | 0 | 0 | 0 | 0 | 0 | 0 | 0 | 0 | 0 | 0 | 0 | 0 | 0 | 0 | 0 | 0 | 0 | 0 | 0 | 0 | 0 | 0 | 0 | 0 | 0 | 0 | 0 | 0 | 0 | 0
R: Buffer |  |  | 0 | 0 | 0 | 0 | 0 | 0 | 0 | 0 | 0 | 0 | 0 | 0 | 0 | 0 | 0 | 0 | 0 | 0 | 0 | 0 | 0 | 0 | 0 | 0 | 0 | 0 | 0 | 0 | 0 | 0 | 0 | 0
R: Pickle Juice |  |  | 0 | 0 | 0 | 0 | 0 | 0 | 0 | 0 | 0 | 0 | 0 | 0 | 0 | 0 | 0 | 0 | 0 | 0 | 0 | 0 | 0 | 0 | 0 | 0 | 0 | 0 | 0 | 0 | 0 | 0 | 0 | 0
R: Flush |  |  | 0 | 0 | 0 | 0 | 0 | 0 | 0 | 0 | 0 | 0 | 0 | 0 | 0 | 0 | 0 | 0 | 0 | 0 | 0 | 0 | 0 | 0 | 0 | 0 | 0 | 0 | 0 | 0 | 0 | 0 | 0 | 0
Reagent E |  |  | 0 | 0 | 0 | 0 | 0 | 0 | 0 | 0 | 0 | 0 | 0 | 0 | 0 | 0 | 0 | 0 | 0 | 0 | 0 | 0 | 0 | 0 | 0 | 0 | 0 | 0 | 0 | 0 | 0 | 0 | 0 | 0
Reagent F |  |  | 0 | 0 | 0 | 0 | 0 | 0 | 0 | 0 | 0 | 0 | 0 | 0 | 0 | 0 | 0 | 0 | 0 | 0 | 0 | 0 | 0 | 0 | 0 | 0 | 0 | 0 | 0 | 0 | 0 | 0 | 0 | 0
Reagent G |  |  | 0 | 0 | 0 | 0 | 0 | 0 | 0 | 0 | 0 | 0 | 0 | 0 | 0 | 0 | 0 | 0 | 0 | 0 | 0 | 0 | 0 | 0 | 0 | 0 | 0 | 0 | 0 | 0 | 0 | 0 | 0 | 0
Reagent H |  |  | 0 | 0 | 0 | 0 | 0 | 0 | 0 | 0 | 0 | 0 | 0 | 0 | 0 | 0 | 0 | 0 | 0 | 0 | 0 | 0 | 0 | 0 | 0 | 0 | 0 | 0 | 0 | 0 | 0 | 0 | 0 | 0
Reagent I |  |  | 0 | 0 | 0 | 0 | 0 | 0 | 0 | 0 | 0 | 0 | 0 | 0 | 0 | 0 | 0 | 0 | 0 | 0 | 0 | 0 | 0 | 0 | 0 | 0 | 0 | 0 | 0 | 0 | 0 | 0 | 0 | 0
Reagent J |  |  | 0 | 0 | 0 | 0 | 0 | 0 | 0 | 0 | 0 | 0 | 0 | 0 | 0 | 0 | 0 | 0 | 0 | 0 | 0 | 0 | 0 | 0 | 0 | 0 | 0 | 0 | 0 | 0 | 0 | 0 | 0 | 0
Waste 1 |  |  | 0 | 0 | 0 | 0 | 0 | 0 | 0 | 0 | 0 | 0 | 0 | 0 | 0 | 0 | 0 | 0 | 0 | 0 | 0 | 0 | 0 | 0 | 0 | 0 | 0 | 0 | 0 | 0 | 0 | 0 | 0 | 0
Waste 2 |  |  | 0 | 0 | 0 | 0 | 0 | 0 | 0 | 0 | 0 | 0 | 0 | 0 | 0 | 0 | 0 | 0 | 0 | 0 | 0 | 0 | 0 | 0 | 0 | 0 | 0 | 0 | 0 | 0 | 0 | 0 | 0 | 0
0 |  |  | 0 | 0 | 0 | 0 | 0 | 0 | 0 | 0 | 0 | 0 | 0 | 0 | 0 | 0 | 0 | 0 | 0 | 0 | 0 | 0 | 0 | 0 | 0 | 0 | 0 | 0 | 0 | 0 | 0 | 0 | 0 | 0
Servo axis |  |  | 0 | 0 | 0 | 0 | 0 | 0 | 0 | 0 | 0 | 0 | 0 | 0 | 0 | 0 | 0 | 0 | 0 | 0 | 0 | 0 | 0 | 0 | 0 | 0 | 0 | 0 | 0 | 0 | 0 | 0 | 0 | 0
R Valve axis |  |  | 0 | 0 | 0 | 0 | 0 | 0 | 0 | 0 | 0 | 0 | 0 | 0 | 0 | 0 | 0 | 0 | 0 | 0 | 0 | 0 | 0 | 0 | 0 | 0 | 0 | 0 | 0 | 0 | 0 | 0 | 0 | 0
Discrete (+/-) |  |  | 0 | 0 | 0 | 0 | 0 | 0 | 0 | 0 | 0 | 0 | 0 | 0 | 0 | 0 | 0 | 0 | 0 | 0 | 0 | 0 | 0 | 0 | 0 | 0 | 0 | 0 | 0 | 0 | 0 | 0 | 0 | 0
Contact I/O |  |  | 0 | 0 | 0 | 0 | 0 | 0 | 0 | 0 | 0 | 0 | 0 | 0 | 0 | 0 | 0 | 0 | 0 | 0 | 0 | 0 | 0 | 0 | 0 | 0 | 0 | 0 | 0 | 0 | 0 | 0 | 0 | 0
Analog I/O |  |  | 0 | 0 | 0 | 0 | 0 | 0 | 0 | 0 | 0 | 0 | 0 | 0 | 0 | 0 | 0 | 0 | 0 | 0 | 0 | 0 | 0 | 0 | 0 | 0 | 0 | 0 | 0 | 0 | 0 | 0 | 0 | 0
Digital I/O |  |  | 0 | 0 | 0 | 0 | 0 | 0 | 0 | 0 | 0 | 0 | 0 | 0 | 0 | 0 | 0 | 0 | 0 | 0 | 0 | 0 | 0 | 0 | 0 | 0 | 0 | 0 | 0 | 0 | 0 | 0 | 0 | 0
0 |  |  | 0 | 0 | 0 | 0 | 0 | 0 | 0 | 0 | 0 | 0 | 0 | 0 | 0 | 0 | 0 | 0 | 0 | 0 | 0 | 0 | 0 | 0 | 0 | 0 | 0 | 0 | 0 | 0 | 0 | 0 | 0 | 0
0 |  |  | 7 | 8 | 9 | 10 | 11 | 12 | 13 | 14 | 15 | 16 | 17 | 18 | 19 | 20 | 21 | 22 | 23 | 24 | 25 | 26 | 27 | 28 | 29 | 30 | 31 | 32 | 33 | 34 | 35 | 36 | 37 | 38
Internal Out Req
Ports |  |  | 10: qty
Tubing
0
Pumping
Valving
Space |  |  | 31: 7.5; 32: ml; 34: ml
Mass | bar: 31 to 34
Max dP
Lysate Vol
0
Arch Type A
Arch Type B
Arch Type C
0
Reuse |  |  | 20: times; 30: times
Clean |  |  | 20: times; 30: times
Replace |  |  | 30: times
Duplicate |  |  | 29: 1; 30: times
R: WTF | bar: 19 to 20
R: Buffer | bar: 19 to 20
R: Pickle Juice | bar: 19 to 20
R: Flush | bar: 19 to 20
Reagent E | bar: 19 to 20
Reagent F | bar: 19 to 20
Reagent G | bar: 19 to 20
Reagent H | bar: 19 to 20
Reagent I | bar: 19 to 20
Reagent J | bar: 19 to 20
Waste 1
Waste 2
0
Servo axis | bar: 37 to 38
R Valve axis | bar: 37 to 38
Discrete (+/-) | bar: 37 to 38
Contact I/O | bar: 37 to 38
Analog I/O |  |  | 37: 2; 38: ea
Digital I/O | bar: 37 to 38
0
0 |  |  | 7 | 8 | 9 | 10 | 11 | 12 | 13 | 14 | 15 | 16 | 17 | 18 | 19 | 20 | 21 | 22 | 23 | 24 | 25 | 26 | 27 | 28 | 29 | 30 | 31 | 32 | 33 | 34 | 35 | 36 | 37 | 38
|  |  | 0 | 0 | 0 | 0 | 0 | 0 | 0 | 0 | 0 | 0 | 0 | 0 | 0 | 0 | 0 | 0 | 0 | 0 | 0 | 0 | 0 | 0 | 0 | 0 | 0 | 0 | 0 | 0 | 0 | 0 | 0 | 0
Filter Pumping
Use the Sequster syringe
Reqs pressure transducers in isolation lines.

## Lyse
[5 empty] | Heater |  | Temp Sensor
Volume, mL | 131 |  |  |  | 130 |  | 1 | [17 empty] | 0
x |  |  |  |  | 1 | ea | 1 | ea
m |  |  |  |  | 130 | cc | 1 | cc
b | [5 empty] | ml |  | ml | [16 empty] | 0
Dups |  |  |  |  | 1 | times | 1 | times
0
Mass, kg
Output calculations
| Draft | 0 | Sequester | 0 | Isolation | 0 | Filter | 0 | Filter Pump | 0 | Lyse, Sample Prep | 0 | Reagent Storage | 0 | Reagent Dosing | 0 | Transfer to AM | 0 | Archive | 0 | Archive Preservation | 0 | Archive Storage | 0 | Repeat | 0 | Pressure Housing | 0 | Total ESP Envelop | 0 | Platform | 0 | Control | 0
Functional Req
Seq Volume
Acquisition Time
Particle Size
Filter Rate
Cross Contamination
Open Depth
Max Depth
Lysate volume | [10 empty] | 800 | uL
Lyse methods | [11 empty] | ea
Reagent number
Qty AM's
Archive methods
Qty Filter events | [10 empty] | 30 | qty
Qty Archive events
0
0
0
Max AUV Extension
Req'd AUV equip vol
Req'd AUV equip mass
AM vol
AM mass
0
0
0
0
0
0
0
Internal In Req
Ports |  |  | 0 | 0 | 0 | 0 | 0 | qty | 0 | 0 | 0 | 0 | 0 | 0 | 0 | 0 | 0 | 0 | 0 | 0 | 0 | 0 | 0 | 0 | 0 | 0 | 0 | 0 | 0 | 0 | 0 | 0 | 0 | 0
Tubing |  |  | 0 | 0 | 0 | 0 | 0 | 0 | 0 | 0 | 0 | 0 | 0 | 0 | 0 | 0 | 0 | 0 | 0 | 0 | 0 | 0 | 0 | 0 | 0 | 0 | 0 | 0 | 0 | 0 | 0 | 0 | 0 | 0
0 |  |  | 0 | 0 | 0 | 0 | 0 | 0 | 0 | 0 | 0 | 0 | 0 | 0 | 0 | 0 | 0 | 0 | 0 | 0 | 0 | 0 | 0 | 0 | 0 | 0 | 0 | 0 | 0 | 0 | 0 | 0 | 0 | 0
Pumping |  |  | 0 | 0 | 0 | 0 | 0 | 0 | 0 | 0 | 0 | 0 | 0 | 0 | 0 | 0 | 0 | 0 | 0 | 0 | 0 | 0 | 0 | 0 | 0 | 0 | 0 | 0 | 0 | 0 | 0 | 0 | 0 | 0
Valving |  |  | 0 | 0 | 0 | 0 | 0 | 0 | 0 | 0 | 0 | 0 | 0 | 0 | 0 | 0 | 0 | 0 | 0 | 0 | 0 | 0 | 0 | 0 | 0 | 0 | 0 | 0 | 0 | 0 | 0 | 0 | 0 | 0
Space |  |  | 0 | 0 | 0 | 0 | 0 | 0 | 0 | 0 | 0 | 0 | 0 | 0 | 0 | 0 | 0 | 0 | 0 | 0 | 0 | 0 | 0 | 0 | 0 | 0 | 0 | 0 | 0 | 0 | 0 | 0 | 0 | 0
Mass |  |  | 0 | 0 | 0 | 0 | 0 | 0 | 0 | 0 | 0 | 0 | 0 | 0 | 0 | 0 | 0 | 0 | 0 | 0 | 0 | 0 | 0 | 0 | 0 | 0 | 0 | 0 | 0 | 0 | 0 | 0 | 0 | 0
Max dP |  |  | 0 | 0 | 0 | 0 | 0 | 0 | 0 | 0 | 0 | 0 | 0 | 0 | 0 | 0 | 0 | 0 | 0 | 0 | 0 | 0 | 0 | 0 | 0 | 0 | 0 | 0 | 0 | 0 | 0 | 0 | 0 | 0
Lysate Vol |  |  | 0 | 0 | 0 | 0 | 0 | 0 | 0 | 0 | 0 | 0 | 0 | 0 | 0 | 0 | 0 | mL | 0 | 0 | 0 | 0 | 0 | 0 | 0 | 0 | 0 | 0 | 0 | 0 | 0 | 0 | 0 | 0
0 |  |  | 0 | 0 | 0 | 0 | 0 | 0 | 0 | 0 | 0 | 0 | 0 | 0 | 0 | 0 | 0 | 0 | 0 | 0 | 0 | 0 | 0 | 0 | 0 | 0 | 0 | 0 | 0 | 0 | 0 | 0 | 0 | 0
Arch Type A |  |  | 0 | 0 | 0 | 0 | 0 | 0 | 0 | 0 | 0 | 0 | 0 | 0 | 0 | 0 | 0 | 0 | 0 | 0 | 0 | 0 | 0 | 0 | 0 | 0 | 0 | 0 | 0 | 0 | 0 | 0 | 0 | 0
Arch Type B |  |  | 0 | 0 | 0 | 0 | 0 | 0 | 0 | 0 | 0 | 0 | 0 | 0 | 0 | 0 | 0 | 0 | 0 | 0 | 0 | 0 | 0 | 0 | 0 | 0 | 0 | 0 | 0 | 0 | 0 | 0 | 0 | 0
Arch Type C |  |  | 0 | 0 | 0 | 0 | 0 | 0 | 0 | 0 | 0 | 0 | 0 | 0 | 0 | 0 | 0 | 0 | 0 | 0 | 0 | 0 | 0 | 0 | 0 | 0 | 0 | 0 | 0 | 0 | 0 | 0 | 0 | 0
0 |  |  | 0 | 0 | 0 | 0 | 0 | 0 | 0 | 0 | 0 | 0 | 0 | 0 | 0 | 0 | 0 | 0 | 0 | 0 | 0 | 0 | 0 | 0 | 0 | 0 | 0 | 0 | 0 | 0 | 0 | 0 | 0 | 0
Reuse |  |  | 0 | 0 | 0 | 0 | 0 | 0 | 0 | 0 | 0 | 0 | 0 | 0 | 0 | 0 | 0 | 0 | 0 | 0 | 0 | 0 | 0 | 0 | 0 | 0 | 0 | 0 | 0 | 0 | 0 | 0 | 0 | 0
Clean |  |  | 0 | 0 | 0 | 0 | 0 | 0 | 0 | 0 | 0 | 0 | 0 | 0 | 0 | 0 | 0 | 0 | 0 | 0 | 0 | 0 | 0 | 0 | 0 | 0 | 0 | 0 | 0 | 0 | 0 | 0 | 0 | 0
Replace |  |  | 0 | 0 | 0 | 0 | 0 | 0 | 0 | 0 | 0 | 0 | 0 | 0 | 0 | 0 | 0 | 0 | 0 | 0 | 0 | 0 | 0 | 0 | 0 | 0 | 0 | 0 | 0 | 0 | 0 | 0 | 0 | 0
Duplicate |  |  | 0 | 0 | 0 | 0 | 0 | 0 | 0 | 0 | 0 | 0 | 0 | 0 | 0 | 0 | 0 | 0 | 0 | 0 | 0 | 0 | 0 | 0 | 1 | times | 0 | 0 | 0 | 0 | 0 | 0 | 0 | 0
R: WTF |  |  | 0 | 0 | 0 | 0 | 0 | 0 | 0 | 0 | 0 | 0 | 0 | 0 | 0 | 0 | 0 | 0 | 0 | 0 | 0 | 0 | 0 | 0 | 0 | 0 | 0 | 0 | 0 | 0 | 0 | 0 | 0 | 0
R: Buffer |  |  | 0 | 0 | 0 | 0 | 0 | 0 | 0 | 0 | 0 | 0 | 0 | 0 | 0 | 0 | 0 | 0 | 0 | 0 | 0 | 0 | 0 | 0 | 0 | 0 | 0 | 0 | 0 | 0 | 0 | 0 | 0 | 0
R: Pickle Juice |  |  | 0 | 0 | 0 | 0 | 0 | 0 | 0 | 0 | 0 | 0 | 0 | 0 | 0 | 0 | 0 | 0 | 0 | 0 | 0 | 0 | 0 | 0 | 0 | 0 | 0 | 0 | 0 | 0 | 0 | 0 | 0 | 0
R: Flush |  |  | 0 | 0 | 0 | 0 | 0 | 0 | 0 | 0 | 0 | 0 | 0 | 0 | 0 | 0 | 0 | 0 | 0 | 0 | 0 | 0 | 0 | 0 | 0 | 0 | 0 | 0 | 0 | 0 | 0 | 0 | 0 | 0
Reagent E |  |  | 0 | 0 | 0 | 0 | 0 | 0 | 0 | 0 | 0 | 0 | 0 | 0 | 0 | 0 | 0 | 0 | 0 | 0 | 0 | 0 | 0 | 0 | 0 | 0 | 0 | 0 | 0 | 0 | 0 | 0 | 0 | 0
Reagent F |  |  | 0 | 0 | 0 | 0 | 0 | 0 | 0 | 0 | 0 | 0 | 0 | 0 | 0 | 0 | 0 | 0 | 0 | 0 | 0 | 0 | 0 | 0 | 0 | 0 | 0 | 0 | 0 | 0 | 0 | 0 | 0 | 0
Reagent G |  |  | 0 | 0 | 0 | 0 | 0 | 0 | 0 | 0 | 0 | 0 | 0 | 0 | 0 | 0 | 0 | 0 | 0 | 0 | 0 | 0 | 0 | 0 | 0 | 0 | 0 | 0 | 0 | 0 | 0 | 0 | 0 | 0
Reagent H |  |  | 0 | 0 | 0 | 0 | 0 | 0 | 0 | 0 | 0 | 0 | 0 | 0 | 0 | 0 | 0 | 0 | 0 | 0 | 0 | 0 | 0 | 0 | 0 | 0 | 0 | 0 | 0 | 0 | 0 | 0 | 0 | 0
Reagent I |  |  | 0 | 0 | 0 | 0 | 0 | 0 | 0 | 0 | 0 | 0 | 0 | 0 | 0 | 0 | 0 | 0 | 0 | 0 | 0 | 0 | 0 | 0 | 0 | 0 | 0 | 0 | 0 | 0 | 0 | 0 | 0 | 0
Reagent J |  |  | 0 | 0 | 0 | 0 | 0 | 0 | 0 | 0 | 0 | 0 | 0 | 0 | 0 | 0 | 0 | 0 | 0 | 0 | 0 | 0 | 0 | 0 | 0 | 0 | 0 | 0 | 0 | 0 | 0 | 0 | 0 | 0
Waste 1 |  |  | 0 | 0 | 0 | 0 | 0 | 0 | 0 | 0 | 0 | 0 | 0 | 0 | 0 | 0 | 0 | 0 | 0 | 0 | 0 | 0 | 0 | 0 | 0 | 0 | 0 | 0 | 0 | 0 | 0 | 0 | 0 | 0
Waste 2 |  |  | 0 | 0 | 0 | 0 | 0 | 0 | 0 | 0 | 0 | 0 | 0 | 0 | 0 | 0 | 0 | 0 | 0 | 0 | 0 | 0 | 0 | 0 | 0 | 0 | 0 | 0 | 0 | 0 | 0 | 0 | 0 | 0
0 |  |  | 0 | 0 | 0 | 0 | 0 | 0 | 0 | 0 | 0 | 0 | 0 | 0 | 0 | 0 | 0 | 0 | 0 | 0 | 0 | 0 | 0 | 0 | 0 | 0 | 0 | 0 | 0 | 0 | 0 | 0 | 0 | 0
Servo axis |  |  | 0 | 0 | 0 | 0 | 0 | 0 | 0 | 0 | 0 | 0 | 0 | 0 | 0 | 0 | 0 | 0 | 0 | 0 | 0 | 0 | 0 | 0 | 0 | 0 | 0 | 0 | 0 | 0 | 0 | 0 | 0 | 0
R Valve axis |  |  | 0 | 0 | 0 | 0 | 0 | 0 | 0 | 0 | 0 | 0 | 0 | 0 | 0 | 0 | 0 | 0 | 0 | 0 | 0 | 0 | 0 | 0 | 0 | 0 | 0 | 0 | 0 | 0 | 0 | 0 | 0 | 0
Discrete (+/-) |  |  | 0 | 0 | 0 | 0 | 0 | 0 | 0 | 0 | 0 | 0 | 0 | 0 | 0 | 0 | 0 | 0 | 0 | 0 | 0 | 0 | 0 | 0 | 0 | 0 | 0 | 0 | 0 | 0 | 0 | 0 | 0 | 0
Contact I/O |  |  | 0 | 0 | 0 | 0 | 0 | 0 | 0 | 0 | 0 | 0 | 0 | 0 | 0 | 0 | 0 | 0 | 0 | 0 | 0 | 0 | 0 | 0 | 0 | 0 | 0 | 0 | 0 | 0 | 0 | 0 | 0 | 0
Analog I/O |  |  | 0 | 0 | 0 | 0 | 0 | 0 | 0 | 0 | 0 | 0 | 0 | 0 | 0 | 0 | 0 | 0 | 0 | 0 | 0 | 0 | 0 | 0 | 0 | 0 | 0 | 0 | 0 | 0 | 0 | 0 | 0 | 0
Digital I/O |  |  | 0 | 0 | 0 | 0 | 0 | 0 | 0 | 0 | 0 | 0 | 0 | 0 | 0 | 0 | 0 | 0 | 0 | 0 | 0 | 0 | 0 | 0 | 0 | 0 | 0 | 0 | 0 | 0 | 0 | 0 | 0 | 0
0 |  |  | 0 | 0 | 0 | 0 | 0 | 0 | 0 | 0 | 0 | 0 | 0 | 0 | 0 | 0 | 0 | 0 | 0 | 0 | 0 | 0 | 0 | 0 | 0 | 0 | 0 | 0 | 0 | 0 | 0 | 0 | 0 | 0
0 |  |  | 9 | 10 | 11 | 12 | 13 | 14 | 15 | 16 | 17 | 18 | 19 | 20 | 21 | 22 | 23 | 24 | 25 | 26 | 27 | 28 | 29 | 30 | 31 | 32 | 33 | 34 | 35 | 36 | 37 | 38 | 39 | 40
Internal Out Req
Ports
Tubing
0
Pumping
Valving
Space |  |  | 33: 131; 34: cc; 36: cc
Mass | bar: 33 to 36
Max dP
Lysate Vol
0
Arch Type A
Arch Type B
Arch Type C
0
Reuse |  |  | 21: 30; 22: times; 32: times
Clean |  |  | 21: 30; 22: times; 32: times
Replace |  |  | 32: times
Duplicate |  |  | 31: 1; 32: times
R: WTF | bar: 21 to 22
R: Buffer |  |  | 21: 2; 22: mL
R: Pickle Juice | bar: 21 to 22
R: Flush |  |  | 21: 2; 22: mL
Reagent E | bar: 21 to 22
Reagent F | bar: 21 to 22
Reagent G | bar: 21 to 22
Reagent H | bar: 21 to 22
Reagent I | bar: 21 to 22
Reagent J | bar: 21 to 22
Waste 1
Waste 2
0
Servo axis | bar: 39 to 40
R Valve axis | bar: 39 to 40
Discrete (+/-) | bar: 39 to 40
Contact I/O | bar: 39 to 40
Analog I/O | bar: 39 to 40
Digital I/O | bar: 39 to 40
0
0 |  |  | 9 | 10 | 11 | 12 | 13 | 14 | 15 | 16 | 17 | 18 | 19 | 20 | 21 | 22 | 23 | 24 | 25 | 26 | 27 | 28 | 29 | 30 | 31 | 32 | 33 | 34 | 35 | 36 | 37 | 38 | 39 | 40
|  |  | 0 | 0 | 0 | 0 | 0 | 0 | 0 | 0 | 0 | 0 | 0 | 0 | 0 | 0 | 0 | 0 | 0 | 0 | 0 | 0 | 0 | 0 | 0 | 0 | 0 | 0 | 0 | 0 | 0 | 0 | 0 | 0
Lyse
Heater inisde clampvolume,
130 cc for heater driver card

## RStor
|  |  | Bag Holders |  | Bag Space |  | Waste Storage
Volume, mL | 4450 |  | 0 |  | 1680 |  | 2770 | [17 empty] | 0
x |  |  | 0 | ea | 840 | ml | 840 | ml
m |  |  | 0 |  | 2 |  | 3
b |  |  | 0 | ml | 0 | ml | 250 | ml | [16 empty] | 0
Dups |  |  | 1 | times | 1 | times | 1 | times
0
Mass, kg
Output calculations
| Draft | 0 | Sequester | 0 | Isolation | 0 | Filter | 0 | Filter Pump | 0 | Lyse, Sample Prep | 0 | Reagent Storage | 0 | Reagent Dosing | 0 | Transfer to AM | 0 | Archive | 0 | Archive Preservation | 0 | Archive Storage | 0 | Repeat | 0 | Pressure Housing | 0 | Total ESP Envelop | 0 | Platform | 0 | Control | 0
Functional Req
Seq Volume
Acquisition Time
Particle Size
Filter Rate
Cross Contamination
Open Depth
Max Depth
Lysate volume
Lyse methods
Reagent number | [12 empty] | 6 | ea
Qty AM's
Archive methods
Qty Filter events
Qty Archive events
0
0
0
Max AUV Extension
Req'd AUV equip vol
Req'd AUV equip mass
AM vol
AM mass
0
0
0
0
0
0
0
Internal In Req
Ports |  |  | 0 | 0 | 0 | 0 | 0 | 0 | 0 | 0 | 0 | 0 | 0 | 0 | 0 | 0 | 0 | 0 | 0 | 0 | 0 | 0 | 0 | 0 | 0 | 0 | 0 | 0 | 0 | 0 | 0 | 0 | 0 | 0
Tubing |  |  | 0 | 0 | 0 | 0 | 0 | 0 | 0 | 0 | 0 | 0 | 0 | 0 | 0 | 0 | 0 | 0 | 0 | 0 | 0 | 0 | 0 | 0 | 0 | 0 | 0 | 0 | 0 | 0 | 0 | 0 | 0 | 0
0 |  |  | 0 | 0 | 0 | 0 | 0 | 0 | 0 | 0 | 0 | 0 | 0 | 0 | 0 | 0 | 0 | 0 | 0 | 0 | 0 | 0 | 0 | 0 | 0 | 0 | 0 | 0 | 0 | 0 | 0 | 0 | 0 | 0
Pumping |  |  | 0 | 0 | 0 | 0 | 0 | 0 | 0 | 0 | 0 | 0 | 0 | 0 | 0 | 0 | 0 | 0 | 0 | 0 | 0 | 0 | 0 | 0 | 0 | 0 | 0 | 0 | 0 | 0 | 0 | 0 | 0 | 0
Valving |  |  | 0 | 0 | 0 | 0 | 0 | 0 | 0 | 0 | 0 | 0 | 0 | 0 | 0 | 0 | 0 | 0 | 0 | 0 | 0 | 0 | 0 | 0 | 0 | 0 | 0 | 0 | 0 | 0 | 0 | 0 | 0 | 0
Space |  |  | 0 | 0 | 0 | 0 | 0 | 0 | 0 | 0 | 0 | 0 | 0 | 0 | 0 | 0 | 0 | 0 | 0 | 0 | 0 | 0 | 0 | 0 | 0 | 0 | 0 | 0 | 0 | 0 | 0 | 0 | 0 | 0
Mass |  |  | 0 | 0 | 0 | 0 | 0 | 0 | 0 | 0 | 0 | 0 | 0 | 0 | 0 | 0 | 0 | 0 | 0 | 0 | 0 | 0 | 0 | 0 | 0 | 0 | 0 | 0 | 0 | 0 | 0 | 0 | 0 | 0
Max dP |  |  | 0 | 0 | 0 | 0 | 0 | 0 | 0 | 0 | 0 | 0 | 0 | 0 | 0 | 0 | 0 | 0 | 0 | 0 | 0 | 0 | 0 | 0 | 0 | 0 | 0 | 0 | 0 | 0 | 0 | 0 | 0 | 0
Lysate Vol |  |  | 0 | 0 | 0 | 0 | 0 | 0 | 0 | 0 | 0 | 0 | 0 | 0 | 0 | 0 | 0 | 0 | 0 | 0 | 0 | 0 | 0 | 0 | 0 | 0 | 0 | 0 | 0 | 0 | 0 | 0 | 0 | 0
0 |  |  | 0 | 0 | 0 | 0 | 0 | 0 | 0 | 0 | 0 | 0 | 0 | 0 | 0 | 0 | 0 | 0 | 0 | 0 | 0 | 0 | 0 | 0 | 0 | 0 | 0 | 0 | 0 | 0 | 0 | 0 | 0 | 0
Arch Type A |  |  | 0 | 0 | 0 | 0 | 0 | 0 | 0 | 0 | 0 | 0 | 0 | 0 | 0 | 0 | 0 | 0 | 0 | 0 | 0 | 0 | 0 | 0 | 0 | 0 | 0 | 0 | 0 | 0 | 0 | 0 | 0 | 0
Arch Type B |  |  | 0 | 0 | 0 | 0 | 0 | 0 | 0 | 0 | 0 | 0 | 0 | 0 | 0 | 0 | 0 | 0 | 0 | 0 | 0 | 0 | 0 | 0 | 0 | 0 | 0 | 0 | 0 | 0 | 0 | 0 | 0 | 0
Arch Type C |  |  | 0 | 0 | 0 | 0 | 0 | 0 | 0 | 0 | 0 | 0 | 0 | 0 | 0 | 0 | 0 | 0 | 0 | 0 | 0 | 0 | 0 | 0 | 0 | 0 | 0 | 0 | 0 | 0 | 0 | 0 | 0 | 0
0 |  |  | 0 | 0 | 0 | 0 | 0 | 0 | 0 | 0 | 0 | 0 | 0 | 0 | 0 | 0 | 0 | 0 | 0 | 0 | 0 | 0 | 0 | 0 | 0 | 0 | 0 | 0 | 0 | 0 | 0 | 0 | 0 | 0
Reuse |  |  | 0 | 0 | 0 | 0 | 0 | 0 | 0 | 0 | 0 | 0 | 0 | 0 | 0 | 0 | 0 | 0 | 0 | 0 | 0 | 0 | 0 | 0 | 0 | 0 | 0 | 0 | 0 | 0 | 0 | 0 | 0 | 0
Clean |  |  | 0 | 0 | 0 | 0 | 0 | 0 | 0 | 0 | 0 | 0 | 0 | 0 | 0 | 0 | 0 | 0 | 0 | 0 | 0 | 0 | 0 | 0 | 0 | 0 | 0 | 0 | 0 | 0 | 0 | 0 | 0 | 0
Replace |  |  | 0 | 0 | 0 | 0 | 0 | 0 | 0 | 0 | 0 | 0 | 0 | 0 | 0 | 0 | 0 | 0 | 0 | 0 | 0 | 0 | 0 | 0 | 0 | 0 | 0 | 0 | 0 | 0 | 0 | 0 | 0 | 0
Duplicate |  |  | 0 | 0 | 0 | 0 | 0 | 0 | 0 | 0 | 0 | 0 | 0 | 0 | 0 | 0 | 0 | 0 | 0 | 0 | 0 | 0 | 0 | 0 | 1 | times | 0 | 0 | 0 | 0 | 0 | 0 | 0 | 0
R: WTF |  |  | 0 | 0 | 0 | 0 | 0 | 0 | 0 | 0 | 0 | 0 | 0 | 0 | 0 | mL | 0 | 0 | 0 | 0 | 0 | 0 | 0 | 0 | 0 | 0 | 0 | 0 | 0 | 0 | 0 | 0 | 0 | 0
R: Buffer |  |  | 0 | 0 | 0 | 0 | 0 | 0 | 0 | 0 | 0 | 0 | 0 | 0 | 60 | mL | 0 | 0 | 0 | 0 | 0 | 0 | 0 | 0 | 0 | 0 | 0 | 0 | 0 | 0 | 0 | 0 | 0 | 0
R: Pickle Juice |  |  | 0 | 0 | 0 | 0 | 0 | 0 | 0 | 0 | 0 | 0 | 0 | 0 | 60 | mL | 0 | 0 | 0 | 0 | 0 | 0 | 0 | 0 | 0 | mL | 0 | 0 | 0 | 0 | 0 | 0 | 0 | 0
R: Flush |  |  | 0 | 0 | 0 | 0 | 0 | 0 | 0 | 0 | 0 | 0 | 0 | 0 | 720 | mL | 0 | 0 | 0 | 0 | 0 | 0 | 0 | 0 | 0 | mL | 0 | 0 | 0 | 0 | 0 | 0 | 0 | 0
Reagent E |  |  | 0 | 0 | 0 | 0 | 0 | 0 | 0 | 0 | 0 | 0 | 0 | 0 | 0 | mL | 0 | 0 | 0 | 0 | 0 | 0 | 0 | 0 | 0 | mL | 0 | 0 | 0 | 0 | 0 | 0 | 0 | 0
Reagent F |  |  | 0 | 0 | 0 | 0 | 0 | 0 | 0 | 0 | 0 | 0 | 0 | 0 | 0 | mL | 0 | 0 | 0 | 0 | 0 | 0 | 0 | 0 | 0 | mL | 0 | 0 | 0 | 0 | 0 | 0 | 0 | 0
Reagent G |  |  | 0 | 0 | 0 | 0 | 0 | 0 | 0 | 0 | 0 | 0 | 0 | 0 | 0 | mL | 0 | 0 | 0 | 0 | 0 | 0 | 0 | 0 | 0 | mL | 0 | 0 | 0 | 0 | 0 | 0 | 0 | 0
Reagent H |  |  | 0 | 0 | 0 | 0 | 0 | 0 | 0 | 0 | 0 | 0 | 0 | 0 | 0 | mL | 0 | 0 | 0 | 0 | 0 | 0 | 0 | 0 | 0 | mL | 0 | 0 | 0 | 0 | 0 | 0 | 0 | 0
Reagent I |  |  | 0 | 0 | 0 | 0 | 0 | 0 | 0 | 0 | 0 | 0 | 0 | 0 | 0 | mL | 0 | 0 | 0 | 0 | 0 | 0 | 0 | 0 | 0 | mL | 0 | 0 | 0 | 0 | 0 | 0 | 0 | 0
Reagent J |  |  | 0 | 0 | 0 | 0 | 0 | 0 | 0 | 0 | 0 | 0 | 0 | 0 | 0 | mL | 0 | 0 | 0 | 0 | 0 | 0 | 0 | 0 | 0 | mL | 0 | 0 | 0 | 0 | 0 | 0 | 0 | 0
Waste 1 |  |  | 0 | 0 | 0 | 0 | 0 | 0 | 0 | 0 | 0 | 0 | 0 | 0 | 0 | 0 | 0 | 0 | 0 | 0 | 0 | 0 | 0 | 0 | 0 | mL | 0 | 0 | 0 | 0 | 0 | 0 | 0 | 0
Waste 2 |  |  | 0 | 0 | 0 | 0 | 0 | 0 | 0 | 0 | 0 | 0 | 0 | 0 | 0 | 0 | 0 | 0 | 0 | 0 | 0 | 0 | 0 | 0 | 0 | mL | 0 | 0 | 0 | 0 | 0 | 0 | 0 | 0
0 |  |  | 0 | 0 | 0 | 0 | 0 | 0 | 0 | 0 | 0 | 0 | 0 | 0 | 0 | 0 | 0 | 0 | 0 | 0 | 0 | 0 | 0 | 0 | 0 | 0 | 0 | 0 | 0 | 0 | 0 | 0 | 0 | 0
Servo axis |  |  | 0 | 0 | 0 | 0 | 0 | 0 | 0 | 0 | 0 | 0 | 0 | 0 | 0 | 0 | 0 | 0 | 0 | 0 | 0 | 0 | 0 | 0 | 0 | 0 | 0 | 0 | 0 | 0 | 0 | 0 | 0 | 0
R Valve axis |  |  | 0 | 0 | 0 | 0 | 0 | 0 | 0 | 0 | 0 | 0 | 0 | 0 | 0 | 0 | 0 | 0 | 0 | 0 | 0 | 0 | 0 | 0 | 0 | 0 | 0 | 0 | 0 | 0 | 0 | 0 | 0 | 0
Discrete (+/-) |  |  | 0 | 0 | 0 | 0 | 0 | 0 | 0 | 0 | 0 | 0 | 0 | 0 | 0 | 0 | 0 | 0 | 0 | 0 | 0 | 0 | 0 | 0 | 0 | 0 | 0 | 0 | 0 | 0 | 0 | 0 | 0 | 0
Contact I/O |  |  | 0 | 0 | 0 | 0 | 0 | 0 | 0 | 0 | 0 | 0 | 0 | 0 | 0 | 0 | 0 | 0 | 0 | 0 | 0 | 0 | 0 | 0 | 0 | 0 | 0 | 0 | 0 | 0 | 0 | 0 | 0 | 0
Analog I/O |  |  | 0 | 0 | 0 | 0 | 0 | 0 | 0 | 0 | 0 | 0 | 0 | 0 | 0 | 0 | 0 | 0 | 0 | 0 | 0 | 0 | 0 | 0 | 0 | 0 | 0 | 0 | 0 | 0 | 0 | 0 | 0 | 0
Digital I/O |  |  | 0 | 0 | 0 | 0 | 0 | 0 | 0 | 0 | 0 | 0 | 0 | 0 | 0 | 0 | 0 | 0 | 0 | 0 | 0 | 0 | 0 | 0 | 0 | 0 | 0 | 0 | 0 | 0 | 0 | 0 | 0 | 0
0 |  |  | 0 | 0 | 0 | 0 | 0 | 0 | 0 | 0 | 0 | 0 | 0 | 0 | 0 | 0 | 0 | 0 | 0 | 0 | 0 | 0 | 0 | 0 | 0 | 0 | 0 | 0 | 0 | 0 | 0 | 0 | 0 | 0
0 |  |  | 11 | 12 | 13 | 14 | 15 | 16 | 17 | 18 | 19 | 20 | 21 | 22 | 23 | 24 | 25 | 26 | 27 | 28 | 29 | 30 | 31 | 32 | 33 | 34 | 35 | 36 | 37 | 38 | 39 | 40 | 41 | 42
Internal Out Req
Ports
Tubing
0
Pumping
Valving
Space |  |  | 35: 4450; 36: ml; 38: ml
Mass | bar: 35 to 38
Max dP
Lysate Vol
0
Arch Type A
Arch Type B
Arch Type C
0
Reuse |  |  | 34: times
Clean |  |  | 34: times
Replace |  |  | 34: times
Duplicate |  |  | 33: 1; 34: times
R: WTF
R: Buffer
R: Pickle Juice
R: Flush
Reagent E
Reagent F
Reagent G
Reagent H
Reagent I
Reagent J
Waste 1
Waste 2
0
Servo axis
R Valve axis
Discrete (+/-)
Contact I/O
Analog I/O
Digital I/O
0
0 |  |  | 11 | 12 | 13 | 14 | 15 | 16 | 17 | 18 | 19 | 20 | 21 | 22 | 23 | 24 | 25 | 26 | 27 | 28 | 29 | 30 | 31 | 32 | 33 | 34 | 35 | 36 | 37 | 38 | 39 | 40 | 41 | 42
|  |  | 0 | 0 | 0 | 0 | 0 | 0 | 0 | 0 | 0 | 0 | 0 | 0 | 0 | 0 | 0 | 0 | 0 | 0 | 0 | 0 | 0 | 0 | 0 | 0 | 0 | 0 | 0 | 0 | 0 | 0 | 0 | 0
Reagent Storage

## RDose
|  |  | Syringe |  |  |  | R valves
Volume, mL | 1497 |  | 1007 |  |  |  | 490 | [17 empty] | 0
x |  |  | 1 | ea |  |  | 1 | ea
m |  |  | 1007 | cc |  |  | 490 | ea
b |  |  | 0 | ml |  |  | 0 | ml | [16 empty] | 0
Dups |  |  | 1 | times | 1 | times | 1 | times
0
Mass, kg
Output calculations
R: WTF |  | 0 |  |  | 0 |  | 0 |  | 0 |  | 0 |  | 0 |  | 0 |  | 0 |  | 0 |  | 0 |  | 0 |  | 0 |  | 0 |  | 0 |  | 0 |  | 0
R: Buffer |  | 60 |  |  | 0 |  | 0 |  | 0 |  | 60 |  | 0 |  | 0 |  | 0 |  | 0 |  | 0 |  | 0 |  | 0 |  | 0 |  | 0 |  | 0 |  | 0
R: Pickle Juice |  | 60 |  |  | 0 |  | 0 |  | 0 |  | 0 |  | 0 |  | 0 |  | 0 |  | 0 |  | 60 |  | 0 |  | 0 |  | 0 |  | 0 |  | 0 |  | 0
R: Flush |  | 720 |  |  | 300 |  | 0 |  | 0 |  | 60 |  | 0 |  | 300 |  | 60 |  | 0 |  | 0 |  | 0 |  | 0 |  | 0 |  | 0 |  | 0 |  | 0
Reagent E |  | 0 |  |  | 0 |  | 0 |  | 0 |  | 0 |  | 0 |  | 0 |  | 0 |  | 0 |  | 0 |  | 0 |  | 0 |  | 0 |  | 0 |  | 0 |  | 0
Reagent F |  | 0 |  |  | 0 |  | 0 |  | 0 |  | 0 |  | 0 |  | 0 |  | 0 |  | 0 |  | 0 |  | 0 |  | 0 |  | 0 |  | 0 |  | 0 |  | 0
Reagent G |  | 0 |  |  | 0 |  | 0 |  | 0 |  | 0 |  | 0 |  | 0 |  | 0 |  | 0 |  | 0 |  | 0 |  | 0 |  | 0 |  | 0 |  | 0 |  | 0
Reagent H |  | 0 |  |  | 0 |  | 0 |  | 0 |  | 0 |  | 0 |  | 0 |  | 0 |  | 0 |  | 0 |  | 0 |  | 0 |  | 0 |  | 0 |  | 0 |  | 0
Reagent I |  | 0 |  |  | 0 |  | 0 |  | 0 |  | 0 |  | 0 |  | 0 |  | 0 |  | 0 |  | 0 |  | 0 |  | 0 |  | 0 |  | 0 |  | 0 |  | 0
Reagent J |  | 0 |  |  | 0 |  | 0 |  | 0 |  | 0 |  | 0 |  | 0 |  | 0 |  | 0 |  | 0 |  | 0 |  | 0 |  | 0 |  | 0 |  | 0 |  | 0
[5 empty] | 0 |  | 0 |  | 0 |  | 0 |  | 0 |  | 0 |  | 0 |  | 0 |  | 0 |  | 0 |  | 0 |  | 0 |  | 0 |  | 0 |  | 0
[5 empty] | 0 |  | 0 |  | 0 |  | 0 |  | 0 |  | 0 |  | 0 |  | 0 |  | 0 |  | 0 |  | 0 |  | 0 |  | 0 |  | 0 |  | 0
| Draft | 0 | Sequester | 0 | Isolation | 0 | Filter | 0 | Filter Pump | 0 | Lyse, Sample Prep | 0 | Reagent Storage | 0 | Reagent Dosing | 0 | Transfer to AM | 0 | Archive | 0 | Archive Preservation | 0 | Archive Storage | 0 | Repeat | 0 | Pressure Housing | 0 | Total ESP Envelop | 0 | Platform | 0 | Control | 0
Functional Req
Seq Volume
Acquisition Time
Particle Size
Filter Rate
Cross Contamination
Open Depth
Max Depth
Lysate volume
Lyse methods
Reagent number
Qty AM's
Archive methods
Qty Filter events | [14 empty] | 30 | qty
Qty Archive events | [14 empty] | 30 | qty
0
0
0
Max AUV Extension
Req'd AUV equip vol
Req'd AUV equip mass
AM vol
AM mass
0
0
0
0
0
0
0
Internal In Req
Ports |  |  | 0 | 0 | 0 | 0 | 0 | 0 | 0 | 0 | 0 | 0 | 0 | 0 | 0 | 0 | 0 | 0 | 0 | 0 | 0 | 0 | 0 | 0 | 0 | 0 | 0 | 0 | 0 | 0 | 0 | 0 | 0 | 0
Tubing |  |  | 0 | 0 | 0 | 0 | 0 | 0 | 0 | 0 | 0 | 0 | 0 | 0 | 0 | 0 | 0 | 0 | 0 | 0 | 0 | 0 | 0 | 0 | 0 | 0 | 0 | 0 | 0 | 0 | 0 | 0 | 0 | 0
0 |  |  | 0 | 0 | 0 | 0 | 0 | 0 | 0 | 0 | 0 | 0 | 0 | 0 | 0 | 0 | 0 | 0 | 0 | 0 | 0 | 0 | 0 | 0 | 0 | 0 | 0 | 0 | 0 | 0 | 0 | 0 | 0 | 0
Pumping |  |  | 0 | 0 | 0 | 0 | 0 | 0 | 0 | 0 | 0 | 0 | 0 | 0 | 0 | 0 | 0 | 0 | 0 | 0 | 0 | 0 | 0 | 0 | 0 | 0 | 0 | 0 | 0 | 0 | 0 | 0 | 0 | 0
Valving |  |  | 0 | 0 | 0 | 0 | 0 | 0 | 0 | 0 | 0 | 0 | 0 | 0 | 0 | 0 | 0 | 0 | 0 | 0 | 0 | 0 | 0 | 0 | 0 | 0 | 0 | 0 | 0 | 0 | 0 | 0 | 0 | 0
Space |  |  | 0 | 0 | 0 | 0 | 0 | 0 | 0 | 0 | 0 | 0 | 0 | 0 | 0 | 0 | 0 | 0 | 0 | 0 | 0 | 0 | 0 | 0 | 0 | 0 | 0 | 0 | 0 | 0 | 0 | 0 | 0 | 0
Mass |  |  | 0 | 0 | 0 | 0 | 0 | 0 | 0 | 0 | 0 | 0 | 0 | 0 | 0 | 0 | 0 | 0 | 0 | 0 | 0 | 0 | 0 | 0 | 0 | 0 | 0 | 0 | 0 | 0 | 0 | 0 | 0 | 0
Max dP |  |  | 0 | 0 | 0 | 0 | 0 | 0 | 0 | 0 | 0 | 0 | 0 | 0 | 0 | 0 | 0 | 0 | 0 | 0 | 0 | 0 | 0 | 0 | 0 | 0 | 0 | 0 | 0 | 0 | 0 | 0 | 0 | 0
Lysate Vol |  |  | 0 | 0 | 0 | 0 | 0 | 0 | 0 | 0 | 0 | 0 | 0 | 0 | 0 | 0 | 0 | 0 | 0 | 0 | 0 | 0 | 0 | 0 | 0 | 0 | 0 | 0 | 0 | 0 | 0 | 0 | 0 | 0
0 |  |  | 0 | 0 | 0 | 0 | 0 | 0 | 0 | 0 | 0 | 0 | 0 | 0 | 0 | 0 | 0 | 0 | 0 | 0 | 0 | 0 | 0 | 0 | 0 | 0 | 0 | 0 | 0 | 0 | 0 | 0 | 0 | 0
Arch Type A |  |  | 0 | 0 | 0 | 0 | 0 | 0 | 0 | 0 | 0 | 0 | 0 | 0 | 0 | 0 | 0 | 0 | 0 | 0 | 0 | 0 | 0 | 0 | 0 | 0 | 0 | 0 | 0 | 0 | 0 | 0 | 0 | 0
Arch Type B |  |  | 0 | 0 | 0 | 0 | 0 | 0 | 0 | 0 | 0 | 0 | 0 | 0 | 0 | 0 | 0 | 0 | 0 | 0 | 0 | 0 | 0 | 0 | 0 | 0 | 0 | 0 | 0 | 0 | 0 | 0 | 0 | 0
Arch Type C |  |  | 0 | 0 | 0 | 0 | 0 | 0 | 0 | 0 | 0 | 0 | 0 | 0 | 0 | 0 | 0 | 0 | 0 | 0 | 0 | 0 | 0 | 0 | 0 | 0 | 0 | 0 | 0 | 0 | 0 | 0 | 0 | 0
0 |  |  | 0 | 0 | 0 | 0 | 0 | 0 | 0 | 0 | 0 | 0 | 0 | 0 | 0 | 0 | 0 | 0 | 0 | 0 | 0 | 0 | 0 | 0 | 0 | 0 | 0 | 0 | 0 | 0 | 0 | 0 | 0 | 0
Reuse |  |  | 0 | 0 | 0 | times | 0 | times | 0 | times | 30 | times | 0 | 0 | 60 | times | 30 | times | 0 | 0 | 30 | times | 0 | 0 | 0 | 0 | 0 | 0 | 0 | 0 | 0 | 0 | 0 | 0
Clean |  |  | 0 | 0 | 60 | times | 0 | times | 0 | times | 30 | times | 0 | 0 | 60 | times | 30 | times | 0 | 0 | 30 | times | 0 | 0 | 0 | 0 | 0 | 0 | 0 | 0 | 0 | 0 | 0 | 0
Replace |  |  | 0 | 0 | 0 | 0 | 0 | 0 | 0 | 0 | 0 | 0 | 0 | 0 | 0 | 0 | 0 | 0 | 0 | 0 | 0 | 0 | 0 | 0 | 0 | 0 | 0 | 0 | 0 | 0 | 0 | 0 | 0 | 0
Duplicate |  |  | 0 | 0 | 0 | 0 | 0 | 0 | 0 | 0 | 0 | 0 | 0 | 0 | 0 | 0 | 0 | 0 | 0 | 0 | 0 | 0 | 0 | 0 | 1 | times | 0 | 0 | 0 | 0 | 0 | 0 | 0 | 0
R: WTF |  |  | 0 | 0 | 0 | mL | 0 | mL | 0 | mL | 0 | mL | 0 | 0 | 0 | mL | 0 | mL | 0 | 0 | 0 | mL | 0 | 0 | 0 | 0 | 0 | 0 | 0 | 0 | 0 | 0 | 0 | 0
R: Buffer |  |  | 0 | 0 | 0 | mL | 0 | mL | 0 | mL | 2 | mL | 0 | 0 | 0 | mL | 0 | mL | 0 | 0 | 0 | mL | 0 | 0 | 0 | 0 | 0 | 0 | 0 | 0 | 0 | 0 | 0 | 0
R: Pickle Juice |  |  | 0 | 0 | 0 | mL | 0 | mL | 0 | mL | 0 | mL | 0 | 0 | 0 | mL | 0 | mL | 0 | 0 | 2 | mL | 0 | 0 | 0 | 0 | 0 | 0 | 0 | 0 | 0 | 0 | 0 | 0
R: Flush |  |  | 0 | 0 | 5 | mL | 0 | mL | 0 | mL | 2 | mL | 0 | 0 | 5 | mL | 2 | mL | 0 | 0 | 0 | mL | 0 | 0 | 0 | 0 | 0 | 0 | 0 | 0 | 0 | 0 | 0 | 0
Reagent E |  |  | 0 | 0 | 0 | mL | 0 | mL | 0 | mL | 0 | mL | 0 | 0 | 0 | mL | 0 | mL | 0 | 0 | 0 | mL | 0 | 0 | 0 | 0 | 0 | 0 | 0 | 0 | 0 | 0 | 0 | 0
Reagent F |  |  | 0 | 0 | 0 | mL | 0 | mL | 0 | mL | 0 | mL | 0 | 0 | 0 | mL | 0 | mL | 0 | 0 | 0 | mL | 0 | 0 | 0 | 0 | 0 | 0 | 0 | 0 | 0 | 0 | 0 | 0
Reagent G |  |  | 0 | 0 | 0 | mL | 0 | mL | 0 | mL | 0 | mL | 0 | 0 | 0 | mL | 0 | mL | 0 | 0 | 0 | mL | 0 | 0 | 0 | 0 | 0 | 0 | 0 | 0 | 0 | 0 | 0 | 0
Reagent H |  |  | 0 | 0 | 0 | mL | 0 | mL | 0 | mL | 0 | mL | 0 | 0 | 0 | mL | 0 | mL | 0 | 0 | 0 | mL | 0 | 0 | 0 | 0 | 0 | 0 | 0 | 0 | 0 | 0 | 0 | 0
Reagent I |  |  | 0 | 0 | 0 | mL | 0 | mL | 0 | mL | 0 | mL | 0 | 0 | 0 | mL | 0 | mL | 0 | 0 | 0 | mL | 0 | 0 | 0 | 0 | 0 | 0 | 0 | 0 | 0 | 0 | 0 | 0
Reagent J |  |  | 0 | 0 | 0 | mL | 0 | mL | 0 | mL | 0 | mL | 0 | 0 | 0 | mL | 0 | mL | 0 | 0 | 0 | mL | 0 | 0 | 0 | 0 | 0 | 0 | 0 | 0 | 0 | 0 | 0 | 0
Waste 1 |  |  | 0 | 0 | 0 | 0 | 0 | 0 | 0 | 0 | 0 | 0 | 0 | 0 | 0 | 0 | 0 | mL | 0 | 0 | 0 | 0 | 0 | 0 | 0 | 0 | 0 | 0 | 0 | 0 | 0 | 0 | 0 | 0
Waste 2 |  |  | 0 | 0 | 0 | 0 | 0 | 0 | 0 | 0 | 0 | 0 | 0 | 0 | 0 | 0 | 0 | 0 | 0 | 0 | 0 | 0 | 0 | 0 | 0 | 0 | 0 | 0 | 0 | 0 | 0 | 0 | 0 | 0
0 |  |  | 0 | 0 | 0 | 0 | 0 | 0 | 0 | 0 | 0 | 0 | 0 | 0 | 0 | 0 | 0 | 0 | 0 | 0 | 0 | 0 | 0 | 0 | 0 | 0 | 0 | 0 | 0 | 0 | 0 | 0 | 0 | 0
Servo axis |  |  | 0 | 0 | 0 | 0 | 0 | 0 | 0 | 0 | 0 | 0 | 0 | 0 | 0 | 0 | 0 | 0 | 0 | 0 | 0 | 0 | 0 | 0 | 0 | 0 | 0 | 0 | 0 | 0 | 0 | 0 | 0 | 0
R Valve axis |  |  | 0 | 0 | 0 | 0 | 0 | 0 | 0 | 0 | 0 | 0 | 0 | 0 | 0 | 0 | 0 | 0 | 0 | 0 | 0 | 0 | 0 | 0 | 0 | 0 | 0 | 0 | 0 | 0 | 0 | 0 | 0 | 0
Discrete (+/-) |  |  | 0 | 0 | 0 | 0 | 0 | 0 | 0 | 0 | 0 | 0 | 0 | 0 | 0 | 0 | 0 | 0 | 0 | 0 | 0 | 0 | 0 | 0 | 0 | 0 | 0 | 0 | 0 | 0 | 0 | 0 | 0 | 0
Contact I/O |  |  | 0 | 0 | 0 | 0 | 0 | 0 | 0 | 0 | 0 | 0 | 0 | 0 | 0 | 0 | 0 | 0 | 0 | 0 | 0 | 0 | 0 | 0 | 0 | 0 | 0 | 0 | 0 | 0 | 0 | 0 | 0 | 0
Analog I/O |  |  | 0 | 0 | 0 | 0 | 0 | 0 | 0 | 0 | 0 | 0 | 0 | 0 | 0 | 0 | 0 | 0 | 0 | 0 | 0 | 0 | 0 | 0 | 0 | 0 | 0 | 0 | 0 | 0 | 0 | 0 | 0 | 0
Digital I/O |  |  | 0 | 0 | 0 | 0 | 0 | 0 | 0 | 0 | 0 | 0 | 0 | 0 | 0 | 0 | 0 | 0 | 0 | 0 | 0 | 0 | 0 | 0 | 0 | 0 | 0 | 0 | 0 | 0 | 0 | 0 | 0 | 0
0 |  |  | 0 | 0 | 0 | 0 | 0 | 0 | 0 | 0 | 0 | 0 | 0 | 0 | 0 | 0 | 0 | 0 | 0 | 0 | 0 | 0 | 0 | 0 | 0 | 0 | 0 | 0 | 0 | 0 | 0 | 0 | 0 | 0
0 |  |  | 13 | 14 | 15 | 16 | 17 | 18 | 19 | 20 | 21 | 22 | 23 | 24 | 25 | 26 | 27 | 28 | 29 | 30 | 31 | 32 | 33 | 34 | 35 | 36 | 37 | 38 | 39 | 40 | 41 | 42 | 43 | 44
Internal Out Req
Ports
Tubing
0
Pumping
Valving
Space |  |  | 37: 1497; 38: cu-in; 40: cu-in
Mass | bar: 37 to 40
Max dP
Lysate Vol
0
Arch Type A
Arch Type B
Arch Type C
0
Reuse |  |  | 25: 60; 26: times; 35: 60; 36: times
Clean |  |  | 25: 60; 26: times; 35: 60; 36: times
Replace |  |  | 36: times
Duplicate |  |  | 35: 1; 36: times
R: WTF |  |  | 23: 0; 24: mL; 26: mL; 36: mL
R: Buffer |  |  | 23: 60; 24: mL; 26: mL; 36: mL
R: Pickle Juice |  |  | 23: 60; 24: mL; 26: mL; 36: mL
R: Flush |  |  | 23: 720; 24: mL; 25: 5; 26: mL; 36: mL
Reagent E |  |  | 23: 0; 24: mL; 26: mL; 36: mL
Reagent F |  |  | 23: 0; 24: mL; 26: mL; 36: mL
Reagent G |  |  | 23: 0; 24: mL; 26: mL; 36: mL
Reagent H |  |  | 23: 0; 24: mL; 26: mL; 36: mL
Reagent I |  |  | 23: 0; 24: mL; 26: mL; 36: mL
Reagent J |  |  | 23: 0; 24: mL; 26: mL; 36: mL
Waste 1
Waste 2
0
Servo axis | bar: 43 to 44
R Valve axis | bar: 43 to 44
Discrete (+/-) | bar: 43 to 44
Contact I/O | bar: 43 to 44
Analog I/O | bar: 43 to 44
Digital I/O | bar: 43 to 44
0
0 |  |  | 13 | 14 | 15 | 16 | 17 | 18 | 19 | 20 | 21 | 22 | 23 | 24 | 25 | 26 | 27 | 28 | 29 | 30 | 31 | 32 | 33 | 34 | 35 | 36 | 37 | 38 | 39 | 40 | 41 | 42 | 43 | 44
|  |  | 0 | 0 | 0 | 0 | 0 | 0 | 0 | 0 | 0 | 0 | 0 | 0 | 0 | 0 | 0 | 0 | 0 | 0 | 0 | 0 | 0 | 0 | 0 | 0 | 0 | 0 | 0 | 0 | 0 | 0 | 0 | 0
Reagent Dosing
5ml syrigne pump on a R valve

## Trans
|  |  | Solenoid Valves |  | Loops
Volume, mL | 473.75 |  | 380 |  | 93.75 | [19 empty] | 0
x |  |  | 6 | ea | 3 | ea
m |  |  | 50 | cc | 31.25 | cc
b |  |  | 80 | cc |  | cc | [18 empty] | 0
Dups |  |  | 1 | times | 1 | times | 1 | times | 1 | times | 1 | times
0
Mass, kg
Output calculations
| Draft | 0 | Sequester | 0 | Isolation | 0 | Filter | 0 | Filter Pump | 0 | Lyse, Sample Prep | 0 | Reagent Storage | 0 | Reagent Dosing | 0 | Transfer to AM | 0 | Archive | 0 | Archive Preservation | 0 | Archive Storage | 0 | Repeat | 0 | Pressure Housing | 0 | Total ESP Envelop | 0 | Platform | 0 | Control | 0
Functional Req
Seq Volume
Acquisition Time
Particle Size
Filter Rate
Cross Contamination
Open Depth
Max Depth
Lysate volume | [17 empty] | uL
Lyse methods
Reagent number
Qty AM's | [16 empty] | 3 | qty
Archive methods
Qty Filter events | [16 empty] | 30 | times
Qty Archive events
0
0
0
Max AUV Extension
Req'd AUV equip vol
Req'd AUV equip mass
AM vol
AM mass
0
0
0
0
0
0
0
Internal In Req
Ports |  |  | 0 | 0 | 0 | 0 | 0 | 0 | 0 | 0 | 0 | 0 | 0 | 0 | 0 | 0 | 0 | 0 | 0 | 0 | 0 | 0 | 0 | 0 | 0 | 0 | 0 | 0 | 0 | 0 | 0 | 0 | 0 | 0
Tubing |  |  | 0 | 0 | 0 | 0 | 0 | 0 | 0 | 0 | 0 | 0 | 0 | 0 | 0 | 0 | 0 | 0 | 0 | 0 | 0 | 0 | 0 | 0 | 0 | 0 | 0 | 0 | 0 | 0 | 0 | 0 | 0 | 0
0 |  |  | 0 | 0 | 0 | 0 | 0 | 0 | 0 | 0 | 0 | 0 | 0 | 0 | 0 | 0 | 0 | 0 | 0 | 0 | 0 | 0 | 0 | 0 | 0 | 0 | 0 | 0 | 0 | 0 | 0 | 0 | 0 | 0
Pumping |  |  | 0 | 0 | 0 | 0 | 0 | 0 | 0 | 0 | 0 | 0 | 0 | 0 | 0 | 0 | 0 | 0 | 0 | 0 | 0 | 0 | 0 | 0 | 0 | 0 | 0 | 0 | 0 | 0 | 0 | 0 | 0 | 0
Valving |  |  | 0 | 0 | 0 | 0 | 0 | 0 | 0 | 0 | 0 | 0 | 0 | 0 | 0 | 0 | 0 | 0 | 0 | 0 | 0 | 0 | 0 | 0 | 0 | 0 | 0 | 0 | 0 | 0 | 0 | 0 | 0 | 0
Space |  |  | 0 | 0 | 0 | 0 | 0 | 0 | 0 | 0 | 0 | 0 | 0 | 0 | 0 | 0 | 0 | 0 | 0 | 0 | 0 | 0 | 0 | 0 | 0 | 0 | 0 | 0 | 0 | 0 | 0 | 0 | 0 | 0
Mass |  |  | 0 | 0 | 0 | 0 | 0 | 0 | 0 | 0 | 0 | 0 | 0 | 0 | 0 | 0 | 0 | 0 | 0 | 0 | 0 | 0 | 0 | 0 | 0 | 0 | 0 | 0 | 0 | 0 | 0 | 0 | 0 | 0
Max dP |  |  | 0 | 0 | 0 | 0 | 0 | 0 | 0 | 0 | 0 | 0 | 0 | 0 | 0 | 0 | 0 | 0 | 0 | 0 | 0 | 0 | 0 | 0 | 0 | 0 | 0 | 0 | 0 | 0 | 0 | 0 | 0 | 0
Lysate Vol |  |  | 0 | 0 | 0 | 0 | 0 | 0 | 0 | 0 | 0 | 0 | 0 | 0 | 0 | 0 | 0 | 0 | 0 | 0 | 0 | 0 | 0 | 0 | 0 | 0 | 0 | 0 | 0 | 0 | 0 | 0 | 0 | 0
0 |  |  | 0 | 0 | 0 | 0 | 0 | 0 | 0 | 0 | 0 | 0 | 0 | 0 | 0 | 0 | 0 | 0 | 0 | 0 | 0 | 0 | 0 | 0 | 0 | 0 | 0 | 0 | 0 | 0 | 0 | 0 | 0 | 0
Arch Type A |  |  | 0 | 0 | 0 | 0 | 0 | 0 | 0 | 0 | 0 | 0 | 0 | 0 | 0 | 0 | 0 | 0 | 0 | 0 | 0 | 0 | 0 | 0 | 0 | 0 | 0 | 0 | 0 | 0 | 0 | 0 | 0 | 0
Arch Type B |  |  | 0 | 0 | 0 | 0 | 0 | 0 | 0 | 0 | 0 | 0 | 0 | 0 | 0 | 0 | 0 | 0 | 0 | 0 | 0 | 0 | 0 | 0 | 0 | 0 | 0 | 0 | 0 | 0 | 0 | 0 | 0 | 0
Arch Type C |  |  | 0 | 0 | 0 | 0 | 0 | 0 | 0 | 0 | 0 | 0 | 0 | 0 | 0 | 0 | 0 | 0 | 0 | 0 | 0 | 0 | 0 | 0 | 0 | 0 | 0 | 0 | 0 | 0 | 0 | 0 | 0 | 0
0 |  |  | 0 | 0 | 0 | 0 | 0 | 0 | 0 | 0 | 0 | 0 | 0 | 0 | 0 | 0 | 0 | 0 | 0 | 0 | 0 | 0 | 0 | 0 | 0 | 0 | 0 | 0 | 0 | 0 | 0 | 0 | 0 | 0
Reuse |  |  | 0 | 0 | 0 | 0 | 0 | 0 | 0 | 0 | 0 | 0 | 0 | 0 | 0 | 0 | 0 | 0 | 0 | 0 | 0 | 0 | 0 | 0 | 0 | 0 | 0 | 0 | 0 | 0 | 0 | 0 | 0 | 0
Clean |  |  | 0 | 0 | 0 | 0 | 0 | 0 | 0 | 0 | 0 | 0 | 0 | 0 | 0 | 0 | 0 | 0 | 0 | 0 | 0 | 0 | 0 | 0 | 0 | 0 | 0 | 0 | 0 | 0 | 0 | 0 | 0 | 0
Replace |  |  | 0 | 0 | 0 | 0 | 0 | 0 | 0 | 0 | 0 | 0 | 0 | 0 | 0 | 0 | 0 | 0 | 0 | 0 | 0 | 0 | 0 | 0 | 0 | 0 | 0 | 0 | 0 | 0 | 0 | 0 | 0 | 0
Duplicate |  |  | 0 | 0 | 0 | 0 | 0 | 0 | 0 | 0 | 0 | 0 | 0 | 0 | 0 | 0 | 0 | 0 | 0 | 0 | 0 | 0 | 0 | 0 | 1 | times | 0 | 0 | 0 | 0 | 0 | 0 | 0 | 0
R: WTF |  |  | 0 | 0 | 0 | 0 | 0 | 0 | 0 | 0 | 0 | 0 | 0 | 0 | 0 | 0 | 0 | 0 | 0 | 0 | 0 | 0 | 0 | 0 | 0 | 0 | 0 | 0 | 0 | 0 | 0 | 0 | 0 | 0
R: Buffer |  |  | 0 | 0 | 0 | 0 | 0 | 0 | 0 | 0 | 0 | 0 | 0 | 0 | 0 | 0 | 0 | 0 | 0 | 0 | 0 | 0 | 0 | 0 | 0 | 0 | 0 | 0 | 0 | 0 | 0 | 0 | 0 | 0
R: Pickle Juice |  |  | 0 | 0 | 0 | 0 | 0 | 0 | 0 | 0 | 0 | 0 | 0 | 0 | 0 | 0 | 0 | 0 | 0 | 0 | 0 | 0 | 0 | 0 | 0 | 0 | 0 | 0 | 0 | 0 | 0 | 0 | 0 | 0
R: Flush |  |  | 0 | 0 | 0 | 0 | 0 | 0 | 0 | 0 | 0 | 0 | 0 | 0 | 0 | 0 | 0 | 0 | 0 | 0 | 0 | 0 | 0 | 0 | 0 | 0 | 0 | 0 | 0 | 0 | 0 | 0 | 0 | 0
Reagent E |  |  | 0 | 0 | 0 | 0 | 0 | 0 | 0 | 0 | 0 | 0 | 0 | 0 | 0 | 0 | 0 | 0 | 0 | 0 | 0 | 0 | 0 | 0 | 0 | 0 | 0 | 0 | 0 | 0 | 0 | 0 | 0 | 0
Reagent F |  |  | 0 | 0 | 0 | 0 | 0 | 0 | 0 | 0 | 0 | 0 | 0 | 0 | 0 | 0 | 0 | 0 | 0 | 0 | 0 | 0 | 0 | 0 | 0 | 0 | 0 | 0 | 0 | 0 | 0 | 0 | 0 | 0
Reagent G |  |  | 0 | 0 | 0 | 0 | 0 | 0 | 0 | 0 | 0 | 0 | 0 | 0 | 0 | 0 | 0 | 0 | 0 | 0 | 0 | 0 | 0 | 0 | 0 | 0 | 0 | 0 | 0 | 0 | 0 | 0 | 0 | 0
Reagent H |  |  | 0 | 0 | 0 | 0 | 0 | 0 | 0 | 0 | 0 | 0 | 0 | 0 | 0 | 0 | 0 | 0 | 0 | 0 | 0 | 0 | 0 | 0 | 0 | 0 | 0 | 0 | 0 | 0 | 0 | 0 | 0 | 0
Reagent I |  |  | 0 | 0 | 0 | 0 | 0 | 0 | 0 | 0 | 0 | 0 | 0 | 0 | 0 | 0 | 0 | 0 | 0 | 0 | 0 | 0 | 0 | 0 | 0 | 0 | 0 | 0 | 0 | 0 | 0 | 0 | 0 | 0
Reagent J |  |  | 0 | 0 | 0 | 0 | 0 | 0 | 0 | 0 | 0 | 0 | 0 | 0 | 0 | 0 | 0 | 0 | 0 | 0 | 0 | 0 | 0 | 0 | 0 | 0 | 0 | 0 | 0 | 0 | 0 | 0 | 0 | 0
Waste 1 |  |  | 0 | 0 | 0 | 0 | 0 | 0 | 0 | 0 | 0 | 0 | 0 | 0 | 0 | 0 | 0 | 0 | 0 | 0 | 0 | 0 | 0 | 0 | 0 | 0 | 0 | 0 | 0 | 0 | 0 | 0 | 0 | 0
Waste 2 |  |  | 0 | 0 | 0 | 0 | 0 | 0 | 0 | 0 | 0 | 0 | 0 | 0 | 0 | 0 | 0 | 0 | 0 | 0 | 0 | 0 | 0 | 0 | 0 | 0 | 0 | 0 | 0 | 0 | 0 | 0 | 0 | 0
0 |  |  | 0 | 0 | 0 | 0 | 0 | 0 | 0 | 0 | 0 | 0 | 0 | 0 | 0 | 0 | 0 | 0 | 0 | 0 | 0 | 0 | 0 | 0 | 0 | 0 | 0 | 0 | 0 | 0 | 0 | 0 | 0 | 0
Servo axis |  |  | 0 | 0 | 0 | 0 | 0 | 0 | 0 | 0 | 0 | 0 | 0 | 0 | 0 | 0 | 0 | 0 | 0 | 0 | 0 | 0 | 0 | 0 | 0 | 0 | 0 | 0 | 0 | 0 | 0 | 0 | 0 | 0
R Valve axis |  |  | 0 | 0 | 0 | 0 | 0 | 0 | 0 | 0 | 0 | 0 | 0 | 0 | 0 | 0 | 0 | 0 | 0 | 0 | 0 | 0 | 0 | 0 | 0 | 0 | 0 | 0 | 0 | 0 | 0 | 0 | 0 | 0
Discrete (+/-) |  |  | 0 | 0 | 0 | 0 | 0 | 0 | 0 | 0 | 0 | 0 | 0 | 0 | 0 | 0 | 0 | 0 | 0 | 0 | 0 | 0 | 0 | 0 | 0 | 0 | 0 | 0 | 0 | 0 | 0 | 0 | 0 | 0
Contact I/O |  |  | 0 | 0 | 0 | 0 | 0 | 0 | 0 | 0 | 0 | 0 | 0 | 0 | 0 | 0 | 0 | 0 | 0 | 0 | 0 | 0 | 0 | 0 | 0 | 0 | 0 | 0 | 0 | 0 | 0 | 0 | 0 | 0
Analog I/O |  |  | 0 | 0 | 0 | 0 | 0 | 0 | 0 | 0 | 0 | 0 | 0 | 0 | 0 | 0 | 0 | 0 | 0 | 0 | 0 | 0 | 0 | 0 | 0 | 0 | 0 | 0 | 0 | 0 | 0 | 0 | 0 | 0
Digital I/O |  |  | 0 | 0 | 0 | 0 | 0 | 0 | 0 | 0 | 0 | 0 | 0 | 0 | 0 | 0 | 0 | 0 | 0 | 0 | 0 | 0 | 0 | 0 | 0 | 0 | 0 | 0 | 0 | 0 | 0 | 0 | 0 | 0
0 |  |  | 0 | 0 | 0 | 0 | 0 | 0 | 0 | 0 | 0 | 0 | 0 | 0 | 0 | 0 | 0 | 0 | 0 | 0 | 0 | 0 | 0 | 0 | 0 | 0 | 0 | 0 | 0 | 0 | 0 | 0 | 0 | 0
0 |  |  | 15 | 16 | 17 | 18 | 19 | 20 | 21 | 22 | 23 | 24 | 25 | 26 | 27 | 28 | 29 | 30 | 31 | 32 | 33 | 34 | 35 | 36 | 37 | 38 | 39 | 40 | 41 | 42 | 43 | 44 | 45 | 46
Internal Out Req
Ports
Tubing
0
Pumping
Valving
Space |  |  | 39: 473.75; 40: ml; 42: ml
Mass | bar: 39 to 42
Max dP
Lysate Vol | bar: 23 to 24
0
Arch Type A
Arch Type B
Arch Type C
0
Reuse |  |  | 27: 30; 28: times; 37: 30; 38: times
Clean |  |  | 27: 30; 28: times; 37: 30; 38: times
Replace |  |  | 38: times
Duplicate |  |  | 37: 1; 38: times
R: WTF |  |  | 27: 0; 28: mL
R: Buffer |  |  | 27: 0; 28: mL
R: Pickle Juice | bar: 27 to 28
R: Flush |  |  | 27: 2; 28: mL
Reagent E | bar: 27 to 28
Reagent F | bar: 27 to 28
Reagent G | bar: 27 to 28
Reagent H | bar: 27 to 28
Reagent I | bar: 27 to 28
Reagent J | bar: 27 to 28
Waste 1 | bar: 27 to 28
Waste 2
0
Servo axis | bar: 45 to 46
R Valve axis | bar: 45 to 46
Discrete (+/-) |  |  | 45: 3; 46: ea
Contact I/O | bar: 45 to 46
Analog I/O | bar: 45 to 46
Digital I/O | bar: 45 to 46
0
0 |  |  | 15 | 16 | 17 | 18 | 19 | 20 | 21 | 22 | 23 | 24 | 25 | 26 | 27 | 28 | 29 | 30 | 31 | 32 | 33 | 34 | 35 | 36 | 37 | 38 | 39 | 40 | 41 | 42 | 43 | 44 | 45 | 46
|  |  | 0 | 0 | 0 | 0 | 0 | 0 | 0 | 0 | 0 | 0 | 0 | 0 | 0 | 0 | 0 | 0 | 0 | 0 | 0 | 0 | 0 | 0 | 0 | 0 | 0 | 0 | 0 | 0 | 0 | 0 | 0 | 0
Transfer to AM
Threeway vavle tree fills full loop for 3 AM's
Dosing maneuvers the slug

## ArchF
Filter
Volume, mL | 15.625 |  | 15.625 | [21 empty] | 0
x |  |  | 1 | ea
m |  |  | 15.625 | cc
b |  |  | 0 | ml | [20 empty] | 0
Dups |  |  | 1 | times
0
Mass, kg
Output calculations
| Draft | 0 | Sequester | 0 | Isolation | 0 | Filter | 0 | Filter Pump | 0 | Lyse, Sample Prep | 0 | Reagent Storage | 0 | Reagent Dosing | 0 | Transfer to AM | 0 | Archive | 0 | Archive Preservation | 0 | Archive Storage | 0 | Repeat | 0 | Pressure Housing | 0 | Total ESP Envelop | 0 | Platform | 0 | Control | 0
Functional Req
Seq Volume | [18 empty] | 2 | L
Acquisition Time
Particle Size | [18 empty] | 0.5 | mm
Filter Rate | [18 empty] | 30 | min
Cross Contamination | [19 empty] | yes
Open Depth
Max Depth
Lysate volume
Lyse methods
Reagent number
Qty AM's
Archive methods | [19 empty] | qty
Qty Filter events
Qty Archive events | [18 empty] | 30 | qty
0
0
0
Max AUV Extension
Req'd AUV equip vol
Req'd AUV equip mass
AM vol
AM mass
0
0
0
0
0
0
0
Internal In Req
Ports |  |  | 0 | 0 | 0 | 0 | 0 | 0 | 0 | 0 | 0 | 0 | 0 | 0 | 0 | 0 | 0 | 0 | 0 | 0 | 0 | 0 | 0 | 0 | 0 | 0 | 0 | 0 | 0 | 0 | 0 | 0 | 0 | 0
Tubing |  |  | 0 | 0 | 0 | 0 | 0 | 0 | 0 | 0 | 0 | 0 | 0 | 0 | 0 | 0 | 0 | 0 | 0 | 0 | 0 | 0 | 0 | 0 | 0 | 0 | 0 | 0 | 0 | 0 | 0 | 0 | 0 | 0
0 |  |  | 0 | 0 | 0 | 0 | 0 | 0 | 0 | 0 | 0 | 0 | 0 | 0 | 0 | 0 | 0 | 0 | 0 | 0 | 0 | 0 | 0 | 0 | 0 | 0 | 0 | 0 | 0 | 0 | 0 | 0 | 0 | 0
Pumping |  |  | 0 | 0 | 0 | 0 | 0 | 0 | 0 | 0 | 0 | 0 | 0 | 0 | 0 | 0 | 0 | 0 | 0 | 0 | 0 | 0 | 0 | 0 | 0 | 0 | 0 | 0 | 0 | 0 | 0 | 0 | 0 | 0
Valving |  |  | 0 | 0 | 0 | 0 | 0 | 0 | 0 | 0 | 0 | 0 | 0 | 0 | 0 | 0 | 0 | 0 | 0 | 0 | 0 | 0 | 0 | 0 | 0 | 0 | 0 | 0 | 0 | 0 | 0 | 0 | 0 | 0
Space |  |  | 0 | 0 | 0 | 0 | 0 | 0 | 0 | 0 | 0 | 0 | 0 | 0 | 0 | 0 | 0 | 0 | 0 | 0 | 0 | 0 | 0 | 0 | 0 | 0 | 0 | 0 | 0 | 0 | 0 | 0 | 0 | 0
Mass |  |  | 0 | 0 | 0 | 0 | 0 | 0 | 0 | 0 | 0 | 0 | 0 | 0 | 0 | 0 | 0 | 0 | 0 | 0 | 0 | 0 | 0 | 0 | 0 | 0 | 0 | 0 | 0 | 0 | 0 | 0 | 0 | 0
Max dP |  |  | 0 | 0 | 0 | 0 | 0 | 0 | 0 | 0 | 0 | 0 | 0 | 0 | 0 | 0 | 0 | 0 | 0 | 0 | 0 | 0 | 0 | 0 | 0 | 0 | 0 | 0 | 0 | 0 | 0 | 0 | 0 | 0
Lysate Vol |  |  | 0 | 0 | 0 | 0 | 0 | 0 | 0 | 0 | 0 | 0 | 0 | 0 | 0 | 0 | 0 | 0 | 0 | 0 | 0 | 0 | 0 | 0 | 0 | 0 | 0 | 0 | 0 | 0 | 0 | 0 | 0 | 0
0 |  |  | 0 | 0 | 0 | 0 | 0 | 0 | 0 | 0 | 0 | 0 | 0 | 0 | 0 | 0 | 0 | 0 | 0 | 0 | 0 | 0 | 0 | 0 | 0 | 0 | 0 | 0 | 0 | 0 | 0 | 0 | 0 | 0
Arch Type A |  |  | 0 | 0 | 0 | 0 | 0 | 0 | 0 | 0 | 0 | 0 | 0 | 0 | 0 | 0 | 0 | 0 | 0 | 0 | 0 | 0 | 0 | 0 | 0 | 0 | 0 | 0 | 0 | 0 | 0 | 0 | 0 | 0
Arch Type B |  |  | 0 | 0 | 0 | 0 | 0 | 0 | 0 | 0 | 0 | 0 | 0 | 0 | 0 | 0 | 0 | 0 | 0 | 0 | 0 | 0 | 0 | 0 | 0 | 0 | 0 | 0 | 0 | 0 | 0 | 0 | 0 | 0
Arch Type C |  |  | 0 | 0 | 0 | 0 | 0 | 0 | 0 | 0 | 0 | 0 | 0 | 0 | 0 | 0 | 0 | 0 | 0 | 0 | 0 | 0 | 0 | 0 | 0 | 0 | 0 | 0 | 0 | 0 | 0 | 0 | 0 | 0
0 |  |  | 0 | 0 | 0 | 0 | 0 | 0 | 0 | 0 | 0 | 0 | 0 | 0 | 0 | 0 | 0 | 0 | 0 | 0 | 0 | 0 | 0 | 0 | 0 | 0 | 0 | 0 | 0 | 0 | 0 | 0 | 0 | 0
Reuse |  |  | 0 | 0 | 0 | 0 | 0 | 0 | 0 | 0 | 0 | 0 | 0 | 0 | 0 | 0 | 0 | 0 | 0 | 0 | 0 | 0 | 0 | 0 | 0 | 0 | 0 | 0 | 0 | 0 | 0 | 0 | 0 | 0
Clean |  |  | 0 | 0 | 0 | 0 | 0 | 0 | 0 | 0 | 0 | 0 | 0 | 0 | 0 | 0 | 0 | 0 | 0 | 0 | 0 | 0 | 0 | 0 | 0 | 0 | 0 | 0 | 0 | 0 | 0 | 0 | 0 | 0
Replace |  |  | 0 | 0 | 0 | 0 | 0 | 0 | 0 | 0 | 0 | 0 | 0 | 0 | 0 | 0 | 0 | 0 | 0 | 0 | 0 | 0 | 0 | 0 | 0 | 0 | 0 | 0 | 0 | 0 | 0 | 0 | 0 | 0
Duplicate |  |  | 0 | 0 | 0 | 0 | 0 | 0 | 0 | 0 | 0 | 0 | 0 | 0 | 0 | 0 | 0 | 0 | 0 | 0 | 0 | 0 | 0 | 0 | 1 | times | 0 | 0 | 0 | 0 | 0 | 0 | 0 | 0
R: WTF |  |  | 0 | 0 | 0 | 0 | 0 | 0 | 0 | 0 | 0 | 0 | 0 | 0 | 0 | 0 | 0 | 0 | 0 | 0 | 0 | 0 | 0 | 0 | 0 | 0 | 0 | 0 | 0 | 0 | 0 | 0 | 0 | 0
R: Buffer |  |  | 0 | 0 | 0 | 0 | 0 | 0 | 0 | 0 | 0 | 0 | 0 | 0 | 0 | 0 | 0 | 0 | 0 | 0 | 0 | 0 | 0 | 0 | 0 | 0 | 0 | 0 | 0 | 0 | 0 | 0 | 0 | 0
R: Pickle Juice |  |  | 0 | 0 | 0 | 0 | 0 | 0 | 0 | 0 | 0 | 0 | 0 | 0 | 0 | 0 | 0 | 0 | 0 | 0 | 0 | 0 | 0 | 0 | 0 | 0 | 0 | 0 | 0 | 0 | 0 | 0 | 0 | 0
R: Flush |  |  | 0 | 0 | 0 | 0 | 0 | 0 | 0 | 0 | 0 | 0 | 0 | 0 | 0 | 0 | 0 | 0 | 0 | 0 | 0 | 0 | 0 | 0 | 0 | 0 | 0 | 0 | 0 | 0 | 0 | 0 | 0 | 0
Reagent E |  |  | 0 | 0 | 0 | 0 | 0 | 0 | 0 | 0 | 0 | 0 | 0 | 0 | 0 | 0 | 0 | 0 | 0 | 0 | 0 | 0 | 0 | 0 | 0 | 0 | 0 | 0 | 0 | 0 | 0 | 0 | 0 | 0
Reagent F |  |  | 0 | 0 | 0 | 0 | 0 | 0 | 0 | 0 | 0 | 0 | 0 | 0 | 0 | 0 | 0 | 0 | 0 | 0 | 0 | 0 | 0 | 0 | 0 | 0 | 0 | 0 | 0 | 0 | 0 | 0 | 0 | 0
Reagent G |  |  | 0 | 0 | 0 | 0 | 0 | 0 | 0 | 0 | 0 | 0 | 0 | 0 | 0 | 0 | 0 | 0 | 0 | 0 | 0 | 0 | 0 | 0 | 0 | 0 | 0 | 0 | 0 | 0 | 0 | 0 | 0 | 0
Reagent H |  |  | 0 | 0 | 0 | 0 | 0 | 0 | 0 | 0 | 0 | 0 | 0 | 0 | 0 | 0 | 0 | 0 | 0 | 0 | 0 | 0 | 0 | 0 | 0 | 0 | 0 | 0 | 0 | 0 | 0 | 0 | 0 | 0
Reagent I |  |  | 0 | 0 | 0 | 0 | 0 | 0 | 0 | 0 | 0 | 0 | 0 | 0 | 0 | 0 | 0 | 0 | 0 | 0 | 0 | 0 | 0 | 0 | 0 | 0 | 0 | 0 | 0 | 0 | 0 | 0 | 0 | 0
Reagent J |  |  | 0 | 0 | 0 | 0 | 0 | 0 | 0 | 0 | 0 | 0 | 0 | 0 | 0 | 0 | 0 | 0 | 0 | 0 | 0 | 0 | 0 | 0 | 0 | 0 | 0 | 0 | 0 | 0 | 0 | 0 | 0 | 0
Waste 1 |  |  | 0 | 0 | 0 | 0 | 0 | 0 | 0 | 0 | 0 | 0 | 0 | 0 | 0 | 0 | 0 | 0 | 0 | 0 | 0 | 0 | 0 | 0 | 0 | 0 | 0 | 0 | 0 | 0 | 0 | 0 | 0 | 0
Waste 2 |  |  | 0 | 0 | 0 | 0 | 0 | 0 | 0 | 0 | 0 | 0 | 0 | 0 | 0 | 0 | 0 | 0 | 0 | 0 | 0 | 0 | 0 | 0 | 0 | 0 | 0 | 0 | 0 | 0 | 0 | 0 | 0 | 0
0 |  |  | 0 | 0 | 0 | 0 | 0 | 0 | 0 | 0 | 0 | 0 | 0 | 0 | 0 | 0 | 0 | 0 | 0 | 0 | 0 | 0 | 0 | 0 | 0 | 0 | 0 | 0 | 0 | 0 | 0 | 0 | 0 | 0
Servo axis |  |  | 0 | 0 | 0 | 0 | 0 | 0 | 0 | 0 | 0 | 0 | 0 | 0 | 0 | 0 | 0 | 0 | 0 | 0 | 0 | 0 | 0 | 0 | 0 | 0 | 0 | 0 | 0 | 0 | 0 | 0 | 0 | 0
R Valve axis |  |  | 0 | 0 | 0 | 0 | 0 | 0 | 0 | 0 | 0 | 0 | 0 | 0 | 0 | 0 | 0 | 0 | 0 | 0 | 0 | 0 | 0 | 0 | 0 | 0 | 0 | 0 | 0 | 0 | 0 | 0 | 0 | 0
Discrete (+/-) |  |  | 0 | 0 | 0 | 0 | 0 | 0 | 0 | 0 | 0 | 0 | 0 | 0 | 0 | 0 | 0 | 0 | 0 | 0 | 0 | 0 | 0 | 0 | 0 | 0 | 0 | 0 | 0 | 0 | 0 | 0 | 0 | 0
Contact I/O |  |  | 0 | 0 | 0 | 0 | 0 | 0 | 0 | 0 | 0 | 0 | 0 | 0 | 0 | 0 | 0 | 0 | 0 | 0 | 0 | 0 | 0 | 0 | 0 | 0 | 0 | 0 | 0 | 0 | 0 | 0 | 0 | 0
Analog I/O |  |  | 0 | 0 | 0 | 0 | 0 | 0 | 0 | 0 | 0 | 0 | 0 | 0 | 0 | 0 | 0 | 0 | 0 | 0 | 0 | 0 | 0 | 0 | 0 | 0 | 0 | 0 | 0 | 0 | 0 | 0 | 0 | 0
Digital I/O |  |  | 0 | 0 | 0 | 0 | 0 | 0 | 0 | 0 | 0 | 0 | 0 | 0 | 0 | 0 | 0 | 0 | 0 | 0 | 0 | 0 | 0 | 0 | 0 | 0 | 0 | 0 | 0 | 0 | 0 | 0 | 0 | 0
0 |  |  | 0 | 0 | 0 | 0 | 0 | 0 | 0 | 0 | 0 | 0 | 0 | 0 | 0 | 0 | 0 | 0 | 0 | 0 | 0 | 0 | 0 | 0 | 0 | 0 | 0 | 0 | 0 | 0 | 0 | 0 | 0 | 0
0 |  |  | 17 | 18 | 19 | 20 | 21 | 22 | 23 | 24 | 25 | 26 | 27 | 28 | 29 | 30 | 31 | 32 | 33 | 34 | 35 | 36 | 37 | 38 | 39 | 40 | 41 | 42 | 43 | 44 | 45 | 46 | 47 | 48
Internal Out Req
Ports |  |  | 24: qty; 36: qty
Tubing
0
Pumping
Valving
Space |  |  | 41: 15.625; 42: ml; 44: ml
Mass | bar: 41 to 44
Max dP |  |  | 24: psig
Lysate Vol
0
Arch Type A
Arch Type B
Arch Type C
0
Reuse |  |  | 40: times
Clean |  |  | 40: times
Replace |  |  | 40: times
Duplicate |  |  | 39: 1; 40: times
R: WTF
R: Buffer
R: Pickle Juice
R: Flush
Reagent E
Reagent F
Reagent G
Reagent H
Reagent I
Reagent J
Waste 1
Waste 2
0
Servo axis
R Valve axis
Discrete (+/-)
Contact I/O
Analog I/O
Digital I/O
0
0 |  |  | 17 | 18 | 19 | 20 | 21 | 22 | 23 | 24 | 25 | 26 | 27 | 28 | 29 | 30 | 31 | 32 | 33 | 34 | 35 | 36 | 37 | 38 | 39 | 40 | 41 | 42 | 43 | 44 | 45 | 46 | 47 | 48
|  |  | 0 | 0 | 0 | 0 | 0 | 0 | 0 | 0 | 0 | 0 | 0 | 0 | 0 | 0 | 0 | 0 | 0 | 0 | 0 | 0 | 0 | 0 | 0 | 0 | 0 | 0 | 0 | 0 | 0 | 0 | 0 | 0
Filter:

## APres
|  |  | Heater |  | Temp Sensor
Volume, mL | 0 | [23 empty] | 0
x
m
b | [24 empty] | 0
Dups
0
Mass, kg
Output calculations
| Draft | 0 | Sequester | 0 | Isolation | 0 | Filter | 0 | Filter Pump | 0 | Lyse, Sample Prep | 0 | Reagent Storage | 0 | Reagent Dosing | 0 | Transfer to AM | 0 | Archive | 0 | Archive Preservation | 0 | Archive Storage | 0 | Repeat | 0 | Pressure Housing | 0 | Total ESP Envelop | 0 | Platform | 0 | Control | 0
Functional Req
Seq Volume
Acquisition Time
Particle Size
Filter Rate
Cross Contamination
Open Depth
Max Depth
Lysate volume
Lyse methods
Reagent number
Qty AM's
Archive methods | [21 empty] | qty
Qty Filter events
Qty Archive events | [20 empty] | 30 | qty
0
0
0
Max AUV Extension
Req'd AUV equip vol
Req'd AUV equip mass
AM vol
AM mass
0
0
0
0
0
0
0
Internal In Req
Ports |  |  | 0 | 0 | 0 | 0 | 0 | 0 | 0 | 0 | 0 | 0 | 0 | 0 | 0 | 0 | 0 | 0 | 0 | qty | 0 | 0 | 0 | 0 | 0 | 0 | 0 | 0 | 0 | 0 | 0 | 0 | 0 | 0
Tubing |  |  | 0 | 0 | 0 | 0 | 0 | 0 | 0 | 0 | 0 | 0 | 0 | 0 | 0 | 0 | 0 | 0 | 0 | 0 | 0 | 0 | 0 | 0 | 0 | 0 | 0 | 0 | 0 | 0 | 0 | 0 | 0 | 0
0 |  |  | 0 | 0 | 0 | 0 | 0 | 0 | 0 | 0 | 0 | 0 | 0 | 0 | 0 | 0 | 0 | 0 | 0 | 0 | 0 | 0 | 0 | 0 | 0 | 0 | 0 | 0 | 0 | 0 | 0 | 0 | 0 | 0
Pumping |  |  | 0 | 0 | 0 | 0 | 0 | 0 | 0 | 0 | 0 | 0 | 0 | 0 | 0 | 0 | 0 | 0 | 0 | 0 | 0 | 0 | 0 | 0 | 0 | 0 | 0 | 0 | 0 | 0 | 0 | 0 | 0 | 0
Valving |  |  | 0 | 0 | 0 | 0 | 0 | 0 | 0 | 0 | 0 | 0 | 0 | 0 | 0 | 0 | 0 | 0 | 0 | 0 | 0 | 0 | 0 | 0 | 0 | 0 | 0 | 0 | 0 | 0 | 0 | 0 | 0 | 0
Space |  |  | 0 | 0 | 0 | 0 | 0 | 0 | 0 | 0 | 0 | 0 | 0 | 0 | 0 | 0 | 0 | 0 | 0 | 0 | 0 | 0 | 0 | 0 | 0 | 0 | 0 | 0 | 0 | 0 | 0 | 0 | 0 | 0
Mass |  |  | 0 | 0 | 0 | 0 | 0 | 0 | 0 | 0 | 0 | 0 | 0 | 0 | 0 | 0 | 0 | 0 | 0 | 0 | 0 | 0 | 0 | 0 | 0 | 0 | 0 | 0 | 0 | 0 | 0 | 0 | 0 | 0
Max dP |  |  | 0 | 0 | 0 | 0 | 0 | 0 | 0 | 0 | 0 | 0 | 0 | 0 | 0 | 0 | 0 | 0 | 0 | 0 | 0 | 0 | 0 | 0 | 0 | 0 | 0 | 0 | 0 | 0 | 0 | 0 | 0 | 0
Lysate Vol |  |  | 0 | 0 | 0 | 0 | 0 | 0 | 0 | 0 | 0 | 0 | 0 | 0 | 0 | 0 | 0 | 0 | 0 | 0 | 0 | 0 | 0 | 0 | 0 | 0 | 0 | 0 | 0 | 0 | 0 | 0 | 0 | 0
0 |  |  | 0 | 0 | 0 | 0 | 0 | 0 | 0 | 0 | 0 | 0 | 0 | 0 | 0 | 0 | 0 | 0 | 0 | 0 | 0 | 0 | 0 | 0 | 0 | 0 | 0 | 0 | 0 | 0 | 0 | 0 | 0 | 0
Arch Type A |  |  | 0 | 0 | 0 | 0 | 0 | 0 | 0 | 0 | 0 | 0 | 0 | 0 | 0 | 0 | 0 | 0 | 0 | 0 | 0 | 0 | 0 | 0 | 0 | 0 | 0 | 0 | 0 | 0 | 0 | 0 | 0 | 0
Arch Type B |  |  | 0 | 0 | 0 | 0 | 0 | 0 | 0 | 0 | 0 | 0 | 0 | 0 | 0 | 0 | 0 | 0 | 0 | 0 | 0 | 0 | 0 | 0 | 0 | 0 | 0 | 0 | 0 | 0 | 0 | 0 | 0 | 0
Arch Type C |  |  | 0 | 0 | 0 | 0 | 0 | 0 | 0 | 0 | 0 | 0 | 0 | 0 | 0 | 0 | 0 | 0 | 0 | 0 | 0 | 0 | 0 | 0 | 0 | 0 | 0 | 0 | 0 | 0 | 0 | 0 | 0 | 0
0 |  |  | 0 | 0 | 0 | 0 | 0 | 0 | 0 | 0 | 0 | 0 | 0 | 0 | 0 | 0 | 0 | 0 | 0 | 0 | 0 | 0 | 0 | 0 | 0 | 0 | 0 | 0 | 0 | 0 | 0 | 0 | 0 | 0
Reuse |  |  | 0 | 0 | 0 | 0 | 0 | 0 | 0 | 0 | 0 | 0 | 0 | 0 | 0 | 0 | 0 | 0 | 0 | 0 | 0 | 0 | 0 | 0 | 0 | 0 | 0 | 0 | 0 | 0 | 0 | 0 | 0 | 0
Clean |  |  | 0 | 0 | 0 | 0 | 0 | 0 | 0 | 0 | 0 | 0 | 0 | 0 | 0 | 0 | 0 | 0 | 0 | 0 | 0 | 0 | 0 | 0 | 0 | 0 | 0 | 0 | 0 | 0 | 0 | 0 | 0 | 0
Replace |  |  | 0 | 0 | 0 | 0 | 0 | 0 | 0 | 0 | 0 | 0 | 0 | 0 | 0 | 0 | 0 | 0 | 0 | 0 | 0 | 0 | 0 | 0 | 0 | 0 | 0 | 0 | 0 | 0 | 0 | 0 | 0 | 0
Duplicate |  |  | 0 | 0 | 0 | 0 | 0 | 0 | 0 | 0 | 0 | 0 | 0 | 0 | 0 | 0 | 0 | 0 | 0 | 0 | 0 | 0 | 0 | 0 | 1 | times | 0 | 0 | 0 | 0 | 0 | 0 | 0 | 0
R: WTF |  |  | 0 | 0 | 0 | 0 | 0 | 0 | 0 | 0 | 0 | 0 | 0 | 0 | 0 | 0 | 0 | 0 | 0 | 0 | 0 | 0 | 0 | 0 | 0 | 0 | 0 | 0 | 0 | 0 | 0 | 0 | 0 | 0
R: Buffer |  |  | 0 | 0 | 0 | 0 | 0 | 0 | 0 | 0 | 0 | 0 | 0 | 0 | 0 | 0 | 0 | 0 | 0 | 0 | 0 | 0 | 0 | 0 | 0 | 0 | 0 | 0 | 0 | 0 | 0 | 0 | 0 | 0
R: Pickle Juice |  |  | 0 | 0 | 0 | 0 | 0 | 0 | 0 | 0 | 0 | 0 | 0 | 0 | 0 | 0 | 0 | 0 | 0 | 0 | 0 | 0 | 0 | 0 | 0 | 0 | 0 | 0 | 0 | 0 | 0 | 0 | 0 | 0
R: Flush |  |  | 0 | 0 | 0 | 0 | 0 | 0 | 0 | 0 | 0 | 0 | 0 | 0 | 0 | 0 | 0 | 0 | 0 | 0 | 0 | 0 | 0 | 0 | 0 | 0 | 0 | 0 | 0 | 0 | 0 | 0 | 0 | 0
Reagent E |  |  | 0 | 0 | 0 | 0 | 0 | 0 | 0 | 0 | 0 | 0 | 0 | 0 | 0 | 0 | 0 | 0 | 0 | 0 | 0 | 0 | 0 | 0 | 0 | 0 | 0 | 0 | 0 | 0 | 0 | 0 | 0 | 0
Reagent F |  |  | 0 | 0 | 0 | 0 | 0 | 0 | 0 | 0 | 0 | 0 | 0 | 0 | 0 | 0 | 0 | 0 | 0 | 0 | 0 | 0 | 0 | 0 | 0 | 0 | 0 | 0 | 0 | 0 | 0 | 0 | 0 | 0
Reagent G |  |  | 0 | 0 | 0 | 0 | 0 | 0 | 0 | 0 | 0 | 0 | 0 | 0 | 0 | 0 | 0 | 0 | 0 | 0 | 0 | 0 | 0 | 0 | 0 | 0 | 0 | 0 | 0 | 0 | 0 | 0 | 0 | 0
Reagent H |  |  | 0 | 0 | 0 | 0 | 0 | 0 | 0 | 0 | 0 | 0 | 0 | 0 | 0 | 0 | 0 | 0 | 0 | 0 | 0 | 0 | 0 | 0 | 0 | 0 | 0 | 0 | 0 | 0 | 0 | 0 | 0 | 0
Reagent I |  |  | 0 | 0 | 0 | 0 | 0 | 0 | 0 | 0 | 0 | 0 | 0 | 0 | 0 | 0 | 0 | 0 | 0 | 0 | 0 | 0 | 0 | 0 | 0 | 0 | 0 | 0 | 0 | 0 | 0 | 0 | 0 | 0
Reagent J |  |  | 0 | 0 | 0 | 0 | 0 | 0 | 0 | 0 | 0 | 0 | 0 | 0 | 0 | 0 | 0 | 0 | 0 | 0 | 0 | 0 | 0 | 0 | 0 | 0 | 0 | 0 | 0 | 0 | 0 | 0 | 0 | 0
Waste 1 |  |  | 0 | 0 | 0 | 0 | 0 | 0 | 0 | 0 | 0 | 0 | 0 | 0 | 0 | 0 | 0 | 0 | 0 | 0 | 0 | 0 | 0 | 0 | 0 | 0 | 0 | 0 | 0 | 0 | 0 | 0 | 0 | 0
Waste 2 |  |  | 0 | 0 | 0 | 0 | 0 | 0 | 0 | 0 | 0 | 0 | 0 | 0 | 0 | 0 | 0 | 0 | 0 | 0 | 0 | 0 | 0 | 0 | 0 | 0 | 0 | 0 | 0 | 0 | 0 | 0 | 0 | 0
0 |  |  | 0 | 0 | 0 | 0 | 0 | 0 | 0 | 0 | 0 | 0 | 0 | 0 | 0 | 0 | 0 | 0 | 0 | 0 | 0 | 0 | 0 | 0 | 0 | 0 | 0 | 0 | 0 | 0 | 0 | 0 | 0 | 0
Servo axis |  |  | 0 | 0 | 0 | 0 | 0 | 0 | 0 | 0 | 0 | 0 | 0 | 0 | 0 | 0 | 0 | 0 | 0 | 0 | 0 | 0 | 0 | 0 | 0 | 0 | 0 | 0 | 0 | 0 | 0 | 0 | 0 | 0
R Valve axis |  |  | 0 | 0 | 0 | 0 | 0 | 0 | 0 | 0 | 0 | 0 | 0 | 0 | 0 | 0 | 0 | 0 | 0 | 0 | 0 | 0 | 0 | 0 | 0 | 0 | 0 | 0 | 0 | 0 | 0 | 0 | 0 | 0
Discrete (+/-) |  |  | 0 | 0 | 0 | 0 | 0 | 0 | 0 | 0 | 0 | 0 | 0 | 0 | 0 | 0 | 0 | 0 | 0 | 0 | 0 | 0 | 0 | 0 | 0 | 0 | 0 | 0 | 0 | 0 | 0 | 0 | 0 | 0
Contact I/O |  |  | 0 | 0 | 0 | 0 | 0 | 0 | 0 | 0 | 0 | 0 | 0 | 0 | 0 | 0 | 0 | 0 | 0 | 0 | 0 | 0 | 0 | 0 | 0 | 0 | 0 | 0 | 0 | 0 | 0 | 0 | 0 | 0
Analog I/O |  |  | 0 | 0 | 0 | 0 | 0 | 0 | 0 | 0 | 0 | 0 | 0 | 0 | 0 | 0 | 0 | 0 | 0 | 0 | 0 | 0 | 0 | 0 | 0 | 0 | 0 | 0 | 0 | 0 | 0 | 0 | 0 | 0
Digital I/O |  |  | 0 | 0 | 0 | 0 | 0 | 0 | 0 | 0 | 0 | 0 | 0 | 0 | 0 | 0 | 0 | 0 | 0 | 0 | 0 | 0 | 0 | 0 | 0 | 0 | 0 | 0 | 0 | 0 | 0 | 0 | 0 | 0
0 |  |  | 0 | 0 | 0 | 0 | 0 | 0 | 0 | 0 | 0 | 0 | 0 | 0 | 0 | 0 | 0 | 0 | 0 | 0 | 0 | 0 | 0 | 0 | 0 | 0 | 0 | 0 | 0 | 0 | 0 | 0 | 0 | 0
0 |  |  | 19 | 20 | 21 | 22 | 23 | 24 | 25 | 26 | 27 | 28 | 29 | 30 | 31 | 32 | 33 | 34 | 35 | 36 | 37 | 38 | 39 | 40 | 41 | 42 | 43 | 44 | 45 | 46 | 47 | 48 | 49 | 50
Internal Out Req
Ports
Tubing
0
Pumping
Valving
Space |  |  | 43: 0; 44: cc; 46: cc
Mass | bar: 43; 45
Max dP
Lysate Vol
0
Arch Type A
Arch Type B
Arch Type C
0
Reuse |  |  | 31: 30; 32: times; 41: 30; 42: times
Clean |  |  | 31: 30; 32: times; 41: 30; 42: times
Replace |  |  | 42: times
Duplicate |  |  | 41: 1; 42: times
R: WTF |  |  | 31: 0; 32: mL
R: Buffer | bar: 31 to 32
R: Pickle Juice |  |  | 31: 2; 32: mL
R: Flush | bar: 31 to 32
Reagent E | bar: 31 to 32
Reagent F | bar: 31 to 32
Reagent G | bar: 31 to 32
Reagent H | bar: 31 to 32
Reagent I | bar: 31 to 32
Reagent J | bar: 31 to 32
Waste 1
Waste 2
0
Servo axis |  |  | 49: 0; 50: ea
R Valve axis | bar: 49 to 50
Discrete (+/-) | bar: 49 to 50
Contact I/O | bar: 49 to 50
Analog I/O |  |  | 49: 0; 50: ea
Digital I/O | bar: 49 to 50
0
0 |  |  | 19 | 20 | 21 | 22 | 23 | 24 | 25 | 26 | 27 | 28 | 29 | 30 | 31 | 32 | 33 | 34 | 35 | 36 | 37 | 38 | 39 | 40 | 41 | 42 | 43 | 44 | 45 | 46 | 47 | 48 | 49 | 50
|  |  | 0 | 0 | 0 | 0 | 0 | 0 | 0 | 0 | 0 | 0 | 0 | 0 | 0 | 0 | 0 | 0 | 0 | 0 | 0 | 0 | 0 | 0 | 0 | 0 | 0 | 0 | 0 | 0 | 0 | 0 | 0 | 0
Archive Preservation
Same heater an snesor as filtering

## ArcSt
| Draft | 0 | Sequester | 0 | Isolation | 0 | Filter | 0 | Filter Pump | 0 | Lyse, Sample Prep | 0 | Reagent Storage | 0 | Reagent Dosing | 0 | Transfer to AM | 0 | Archive | 0 | Archive Preservation | 0 | Archive Storage | 0 | Repeat | 0 | Pressure Housing | 0 | Total ESP Envelop | 0 | Platform | 0 | Control | 0
Functional Req
Seq Volume
Acquisition Time
Particle Size
Filter Rate
Cross Contamination
Open Depth
Max Depth
Lysate volume
Lyse methods
Reagent number
Qty AM's
Archive methods
Qty Filter events
Qty Archive events
0
0
0
Max AUV Extension
Req'd AUV equip vol
Req'd AUV equip mass
AM vol
AM mass
0
0
0
0
0
0
0
Internal In Req
Ports |  |  | 0 | 0 | 0 | 0 | 0 | 0 | 0 | 0 | 0 | 0 | 0 | 0 | 0 | 0 | 0 | 0 | 0 | 0 | 0 | 0 | 0 | 0 | 0 | 0 | 0 | 0 | 0 | 0 | 0 | 0 | 0 | 0
Tubing |  |  | 0 | 0 | 0 | 0 | 0 | 0 | 0 | 0 | 0 | 0 | 0 | 0 | 0 | 0 | 0 | 0 | 0 | 0 | 0 | 0 | 0 | 0 | 0 | 0 | 0 | 0 | 0 | 0 | 0 | 0 | 0 | 0
0 |  |  | 0 | 0 | 0 | 0 | 0 | 0 | 0 | 0 | 0 | 0 | 0 | 0 | 0 | 0 | 0 | 0 | 0 | 0 | 0 | 0 | 0 | 0 | 0 | 0 | 0 | 0 | 0 | 0 | 0 | 0 | 0 | 0
Pumping |  |  | 0 | 0 | 0 | 0 | 0 | 0 | 0 | 0 | 0 | 0 | 0 | 0 | 0 | 0 | 0 | 0 | 0 | 0 | 0 | 0 | 0 | 0 | 0 | 0 | 0 | 0 | 0 | 0 | 0 | 0 | 0 | 0
Valving |  |  | 0 | 0 | 0 | 0 | 0 | 0 | 0 | 0 | 0 | 0 | 0 | 0 | 0 | 0 | 0 | 0 | 0 | 0 | 0 | 0 | 0 | 0 | 0 | 0 | 0 | 0 | 0 | 0 | 0 | 0 | 0 | 0
Space |  |  | 0 | 0 | 0 | 0 | 0 | 0 | 0 | 0 | 0 | 0 | 0 | 0 | 0 | 0 | 0 | 0 | 0 | 0 | 0 | 0 | 0 | 0 | 0 | 0 | 0 | 0 | 0 | 0 | 0 | 0 | 0 | 0
Mass |  |  | 0 | 0 | 0 | 0 | 0 | 0 | 0 | 0 | 0 | 0 | 0 | 0 | 0 | 0 | 0 | 0 | 0 | 0 | 0 | 0 | 0 | 0 | 0 | 0 | 0 | 0 | 0 | 0 | 0 | 0 | 0 | 0
Max dP |  |  | 0 | 0 | 0 | 0 | 0 | 0 | 0 | 0 | 0 | 0 | 0 | 0 | 0 | 0 | 0 | 0 | 0 | 0 | 0 | 0 | 0 | 0 | 0 | 0 | 0 | 0 | 0 | 0 | 0 | 0 | 0 | 0
Lysate Vol |  |  | 0 | 0 | 0 | 0 | 0 | 0 | 0 | 0 | 0 | 0 | 0 | 0 | 0 | 0 | 0 | 0 | 0 | 0 | 0 | 0 | 0 | 0 | 0 | 0 | 0 | 0 | 0 | 0 | 0 | 0 | 0 | 0
0 |  |  | 0 | 0 | 0 | 0 | 0 | 0 | 0 | 0 | 0 | 0 | 0 | 0 | 0 | 0 | 0 | 0 | 0 | 0 | 0 | 0 | 0 | 0 | 0 | 0 | 0 | 0 | 0 | 0 | 0 | 0 | 0 | 0
Arch Type A |  |  | 0 | 0 | 0 | 0 | 0 | 0 | 0 | 0 | 0 | 0 | 0 | 0 | 0 | 0 | 0 | 0 | 0 | 0 | 0 | 0 | 0 | 0 | 0 | 0 | 0 | 0 | 0 | 0 | 0 | 0 | 0 | 0
Arch Type B |  |  | 0 | 0 | 0 | 0 | 0 | 0 | 0 | 0 | 0 | 0 | 0 | 0 | 0 | 0 | 0 | 0 | 0 | 0 | 0 | 0 | 0 | 0 | 0 | 0 | 0 | 0 | 0 | 0 | 0 | 0 | 0 | 0
Arch Type C |  |  | 0 | 0 | 0 | 0 | 0 | 0 | 0 | 0 | 0 | 0 | 0 | 0 | 0 | 0 | 0 | 0 | 0 | 0 | 0 | 0 | 0 | 0 | 0 | 0 | 0 | 0 | 0 | 0 | 0 | 0 | 0 | 0
0 |  |  | 0 | 0 | 0 | 0 | 0 | 0 | 0 | 0 | 0 | 0 | 0 | 0 | 0 | 0 | 0 | 0 | 0 | 0 | 0 | 0 | 0 | 0 | 0 | 0 | 0 | 0 | 0 | 0 | 0 | 0 | 0 | 0
Reuse |  |  | 0 | 0 | 0 | 0 | 0 | 0 | 0 | 0 | 0 | 0 | 0 | 0 | 0 | 0 | 0 | 0 | 0 | 0 | 0 | 0 | 0 | 0 | 0 | 0 | 0 | 0 | 0 | 0 | 0 | 0 | 0 | 0
Clean |  |  | 0 | 0 | 0 | 0 | 0 | 0 | 0 | 0 | 0 | 0 | 0 | 0 | 0 | 0 | 0 | 0 | 0 | 0 | 0 | 0 | 0 | 0 | 0 | 0 | 0 | 0 | 0 | 0 | 0 | 0 | 0 | 0
Replace |  |  | 0 | 0 | 0 | 0 | 0 | 0 | 0 | 0 | 0 | 0 | 0 | 0 | 0 | 0 | 0 | 0 | 0 | 0 | 0 | 0 | 0 | 0 | 0 | 0 | 0 | 0 | 0 | 0 | 0 | 0 | 0 | 0
Duplicate |  |  | 0 | 0 | 0 | 0 | 0 | 0 | 0 | 0 | 0 | 0 | 0 | 0 | 0 | 0 | 0 | 0 | 0 | 0 | 0 | 0 | 0 | 0 | 0 | times | 0 | 0 | 0 | 0 | 0 | 0 | 0 | 0
R: WTF |  |  | 0 | 0 | 0 | 0 | 0 | 0 | 0 | 0 | 0 | 0 | 0 | 0 | 0 | 0 | 0 | 0 | 0 | 0 | 0 | 0 | 0 | 0 | 0 | 0 | 0 | 0 | 0 | 0 | 0 | 0 | 0 | 0
R: Buffer |  |  | 0 | 0 | 0 | 0 | 0 | 0 | 0 | 0 | 0 | 0 | 0 | 0 | 0 | 0 | 0 | 0 | 0 | 0 | 0 | 0 | 0 | 0 | 0 | 0 | 0 | 0 | 0 | 0 | 0 | 0 | 0 | 0
R: Pickle Juice |  |  | 0 | 0 | 0 | 0 | 0 | 0 | 0 | 0 | 0 | 0 | 0 | 0 | 0 | 0 | 0 | 0 | 0 | 0 | 0 | 0 | 0 | 0 | 0 | 0 | 0 | 0 | 0 | 0 | 0 | 0 | 0 | 0
R: Flush |  |  | 0 | 0 | 0 | 0 | 0 | 0 | 0 | 0 | 0 | 0 | 0 | 0 | 0 | 0 | 0 | 0 | 0 | 0 | 0 | 0 | 0 | 0 | 0 | 0 | 0 | 0 | 0 | 0 | 0 | 0 | 0 | 0
Reagent E |  |  | 0 | 0 | 0 | 0 | 0 | 0 | 0 | 0 | 0 | 0 | 0 | 0 | 0 | 0 | 0 | 0 | 0 | 0 | 0 | 0 | 0 | 0 | 0 | 0 | 0 | 0 | 0 | 0 | 0 | 0 | 0 | 0
Reagent F |  |  | 0 | 0 | 0 | 0 | 0 | 0 | 0 | 0 | 0 | 0 | 0 | 0 | 0 | 0 | 0 | 0 | 0 | 0 | 0 | 0 | 0 | 0 | 0 | 0 | 0 | 0 | 0 | 0 | 0 | 0 | 0 | 0
Reagent G |  |  | 0 | 0 | 0 | 0 | 0 | 0 | 0 | 0 | 0 | 0 | 0 | 0 | 0 | 0 | 0 | 0 | 0 | 0 | 0 | 0 | 0 | 0 | 0 | 0 | 0 | 0 | 0 | 0 | 0 | 0 | 0 | 0
Reagent H |  |  | 0 | 0 | 0 | 0 | 0 | 0 | 0 | 0 | 0 | 0 | 0 | 0 | 0 | 0 | 0 | 0 | 0 | 0 | 0 | 0 | 0 | 0 | 0 | 0 | 0 | 0 | 0 | 0 | 0 | 0 | 0 | 0
Reagent I |  |  | 0 | 0 | 0 | 0 | 0 | 0 | 0 | 0 | 0 | 0 | 0 | 0 | 0 | 0 | 0 | 0 | 0 | 0 | 0 | 0 | 0 | 0 | 0 | 0 | 0 | 0 | 0 | 0 | 0 | 0 | 0 | 0
Reagent J |  |  | 0 | 0 | 0 | 0 | 0 | 0 | 0 | 0 | 0 | 0 | 0 | 0 | 0 | 0 | 0 | 0 | 0 | 0 | 0 | 0 | 0 | 0 | 0 | 0 | 0 | 0 | 0 | 0 | 0 | 0 | 0 | 0
Waste 1 |  |  | 0 | 0 | 0 | 0 | 0 | 0 | 0 | 0 | 0 | 0 | 0 | 0 | 0 | 0 | 0 | 0 | 0 | 0 | 0 | 0 | 0 | 0 | 0 | 0 | 0 | 0 | 0 | 0 | 0 | 0 | 0 | 0
Waste 2 |  |  | 0 | 0 | 0 | 0 | 0 | 0 | 0 | 0 | 0 | 0 | 0 | 0 | 0 | 0 | 0 | 0 | 0 | 0 | 0 | 0 | 0 | 0 | 0 | 0 | 0 | 0 | 0 | 0 | 0 | 0 | 0 | 0
0 |  |  | 0 | 0 | 0 | 0 | 0 | 0 | 0 | 0 | 0 | 0 | 0 | 0 | 0 | 0 | 0 | 0 | 0 | 0 | 0 | 0 | 0 | 0 | 0 | 0 | 0 | 0 | 0 | 0 | 0 | 0 | 0 | 0
Servo axis |  |  | 0 | 0 | 0 | 0 | 0 | 0 | 0 | 0 | 0 | 0 | 0 | 0 | 0 | 0 | 0 | 0 | 0 | 0 | 0 | 0 | 0 | 0 | 0 | 0 | 0 | 0 | 0 | 0 | 0 | 0 | 0 | 0
R Valve axis |  |  | 0 | 0 | 0 | 0 | 0 | 0 | 0 | 0 | 0 | 0 | 0 | 0 | 0 | 0 | 0 | 0 | 0 | 0 | 0 | 0 | 0 | 0 | 0 | 0 | 0 | 0 | 0 | 0 | 0 | 0 | 0 | 0
Discrete (+/-) |  |  | 0 | 0 | 0 | 0 | 0 | 0 | 0 | 0 | 0 | 0 | 0 | 0 | 0 | 0 | 0 | 0 | 0 | 0 | 0 | 0 | 0 | 0 | 0 | 0 | 0 | 0 | 0 | 0 | 0 | 0 | 0 | 0
Contact I/O |  |  | 0 | 0 | 0 | 0 | 0 | 0 | 0 | 0 | 0 | 0 | 0 | 0 | 0 | 0 | 0 | 0 | 0 | 0 | 0 | 0 | 0 | 0 | 0 | 0 | 0 | 0 | 0 | 0 | 0 | 0 | 0 | 0
Analog I/O |  |  | 0 | 0 | 0 | 0 | 0 | 0 | 0 | 0 | 0 | 0 | 0 | 0 | 0 | 0 | 0 | 0 | 0 | 0 | 0 | 0 | 0 | 0 | 0 | 0 | 0 | 0 | 0 | 0 | 0 | 0 | 0 | 0
Digital I/O |  |  | 0 | 0 | 0 | 0 | 0 | 0 | 0 | 0 | 0 | 0 | 0 | 0 | 0 | 0 | 0 | 0 | 0 | 0 | 0 | 0 | 0 | 0 | 0 | 0 | 0 | 0 | 0 | 0 | 0 | 0 | 0 | 0
0 |  |  | 0 | 0 | 0 | 0 | 0 | 0 | 0 | 0 | 0 | 0 | 0 | 0 | 0 | 0 | 0 | 0 | 0 | 0 | 0 | 0 | 0 | 0 | 0 | 0 | 0 | 0 | 0 | 0 | 0 | 0 | 0 | 0
0 |  |  | 21 | 22 | 23 | 24 | 25 | 26 | 27 | 28 | 29 | 30 | 31 | 32 | 33 | 34 | 35 | 36 | 37 | 38 | 39 | 40 | 41 | 42 | 43 | 44 | 45 | 46 | 47 | 48 | 49 | 50 | 51 | 52
Internal Out Req
Ports
Tubing
0
Pumping
Valving
Space |  |  | 46: cu-in; 48: cu-in
Mass | bar: 45 to 48
Max dP
Lysate Vol
0
Arch Type A
Arch Type B
Arch Type C
0
Reuse |  |  | 44: times
Clean |  |  | 44: times
Replace |  |  | 44: times
Duplicate |  |  | 44: times
R: WTF
R: Buffer
R: Pickle Juice
R: Flush
Reagent E
Reagent F
Reagent G
Reagent H
Reagent I
Reagent J
Waste 1
Waste 2
0
Servo axis
R Valve axis
Discrete (+/-)
Contact I/O
Analog I/O
Digital I/O
0
0 |  |  | 21 | 22 | 23 | 24 | 25 | 26 | 27 | 28 | 29 | 30 | 31 | 32 | 33 | 34 | 35 | 36 | 37 | 38 | 39 | 40 | 41 | 42 | 43 | 44 | 45 | 46 | 47 | 48 | 49 | 50 | 51 | 52
|  |  | 0 | 0 | 0 | 0 | 0 | 0 | 0 | 0 | 0 | 0 | 0 | 0 | 0 | 0 | 0 | 0 | 0 | 0 | 0 | 0 | 0 | 0 | 0 | 0 | 0 | 0 | 0 | 0 | 0 | 0 | 0 | 0

## Rep
|  |  | Donut Motor |  | Donut Holder |  | Donut
Volume, mL | 2605 |  | 100 |  | 150 |  | 2355
x |  |  | 1 | ea | 3 | each | 3 | ml
m |  |  | 100 | cc | 50 | cc | 785 | cc
b |  |  |  | cc |  | cc | 0 | ml
Dups |  |  | 1 | times | 1 | times | 1 | times
0
Mass, kg
Output calculations
| Draft | 0 | Sequester | 0 | Isolation | 0 | Filter | 0 | Filter Pump | 0 | Lyse, Sample Prep | 0 | Reagent Storage | 0 | Reagent Dosing | 0 | Transfer to AM | 0 | Archive | 0 | Archive Preservation | 0 | Archive Storage | 0 | Repeat | 0 | Pressure Housing | 0 | Total ESP Envelop | 0 | Platform | 0 | Control | 0
Functional Req
Seq Volume
Acquisition Time
Particle Size
Filter Rate
Cross Contamination
Open Depth
Max Depth
Lysate volume
Lyse methods
Reagent number
Qty AM's
Archive methods
Qty Filter events
Qty Archive events
0
0
0
Max AUV Extension
Req'd AUV equip vol
Req'd AUV equip mass
AM vol
AM mass
0
0
0
0
0
0
0
Internal In Req
Ports |  |  | 0 | 0 | 0 | 0 | 0 | 0 | 0 | 0 | 0 | 0 | 0 | 0 | 0 | 0 | 0 | 0 | 0 | 0 | 0 | 0 | 0 | 0 | 0 | 0 | 0 | 0 | 0 | 0 | 0 | 0 | 0 | 0
Tubing |  |  | 0 | 0 | 0 | 0 | 0 | 0 | 0 | 0 | 0 | 0 | 0 | 0 | 0 | 0 | 0 | 0 | 0 | 0 | 0 | 0 | 0 | 0 | 0 | 0 | 0 | 0 | 0 | 0 | 0 | 0 | 0 | 0
0 |  |  | 0 | 0 | 0 | 0 | 0 | 0 | 0 | 0 | 0 | 0 | 0 | 0 | 0 | 0 | 0 | 0 | 0 | 0 | 0 | 0 | 0 | 0 | 0 | 0 | 0 | 0 | 0 | 0 | 0 | 0 | 0 | 0
Pumping |  |  | 0 | 0 | 0 | 0 | 0 | 0 | 0 | 0 | 0 | 0 | 0 | 0 | 0 | 0 | 0 | 0 | 0 | 0 | 0 | 0 | 0 | 0 | 0 | 0 | 0 | 0 | 0 | 0 | 0 | 0 | 0 | 0
Valving |  |  | 0 | 0 | 0 | 0 | 0 | 0 | 0 | 0 | 0 | 0 | 0 | 0 | 0 | 0 | 0 | 0 | 0 | 0 | 0 | 0 | 0 | 0 | 0 | 0 | 0 | 0 | 0 | 0 | 0 | 0 | 0 | 0
Space |  |  | 0 | 0 | 0 | 0 | 0 | 0 | 0 | 0 | 0 | 0 | 0 | 0 | 0 | 0 | 0 | 0 | 0 | 0 | 0 | 0 | 0 | 0 | 0 | 0 | 0 | 0 | 0 | 0 | 0 | 0 | 0 | 0
Mass |  |  | 0 | 0 | 0 | 0 | 0 | 0 | 0 | 0 | 0 | 0 | 0 | 0 | 0 | 0 | 0 | 0 | 0 | 0 | 0 | 0 | 0 | 0 | 0 | 0 | 0 | 0 | 0 | 0 | 0 | 0 | 0 | 0
Max dP |  |  | 0 | 0 | 0 | 0 | 0 | 0 | 0 | 0 | 0 | 0 | 0 | 0 | 0 | 0 | 0 | 0 | 0 | 0 | 0 | 0 | 0 | 0 | 0 | 0 | 0 | 0 | 0 | 0 | 0 | 0 | 0 | 0
Lysate Vol |  |  | 0 | 0 | 0 | 0 | 0 | 0 | 0 | 0 | 0 | 0 | 0 | 0 | 0 | 0 | 0 | 0 | 0 | 0 | 0 | 0 | 0 | 0 | 0 | 0 | 0 | 0 | 0 | 0 | 0 | 0 | 0 | 0
0 |  |  | 0 | 0 | 0 | 0 | 0 | 0 | 0 | 0 | 0 | 0 | 0 | 0 | 0 | 0 | 0 | 0 | 0 | 0 | 0 | 0 | 0 | 0 | 0 | 0 | 0 | 0 | 0 | 0 | 0 | 0 | 0 | 0
Arch Type A |  |  | 0 | 0 | 0 | 0 | 0 | 0 | 0 | 0 | 0 | 0 | 0 | 0 | 0 | 0 | 0 | 0 | 0 | 0 | 0 | 0 | 0 | 0 | 0 | 0 | 0 | 0 | 0 | 0 | 0 | 0 | 0 | 0
Arch Type B |  |  | 0 | 0 | 0 | 0 | 0 | 0 | 0 | 0 | 0 | 0 | 0 | 0 | 0 | 0 | 0 | 0 | 0 | 0 | 0 | 0 | 0 | 0 | 0 | 0 | 0 | 0 | 0 | 0 | 0 | 0 | 0 | 0
Arch Type C |  |  | 0 | 0 | 0 | 0 | 0 | 0 | 0 | 0 | 0 | 0 | 0 | 0 | 0 | 0 | 0 | 0 | 0 | 0 | 0 | 0 | 0 | 0 | 0 | 0 | 0 | 0 | 0 | 0 | 0 | 0 | 0 | 0
0 |  |  | 0 | 0 | 0 | 0 | 0 | 0 | 0 | 0 | 0 | 0 | 0 | 0 | 0 | 0 | 0 | 0 | 0 | 0 | 0 | 0 | 0 | 0 | 0 | 0 | 0 | 0 | 0 | 0 | 0 | 0 | 0 | 0
Reuse |  |  | 0 | times | 0 | times | 0 | times | 0 | times | 0 | times | 0 | times | 60 | times | 30 | times | 0 | times | 30 | times | 0 | times | 0 | 0 | 0 | 0 | 0 | 0 | 0 | 0 | 0 | 0
Clean |  |  | 0 | times | 60 | times | 0 | times | 0 | times | 0 | times | 0 | times | 60 | times | 30 | times | 0 | times | 30 | times | 0 | times | 0 | 0 | 0 | 0 | 0 | 0 | 0 | 0 | 0 | 0
Replace |  |  | 0 | times | 0 | times | 0 | times | 0 | times | 0 | times | 0 | times | 0 | times | 0 | times | 0 | times | 0 | times | 0 | times | 0 | 0 | 0 | 0 | 0 | 0 | 0 | 0 | 0 | 0
Duplicate |  |  | 1 | times | 1 | times | 1 | times | 1 | times | 1 | times | 1 | times | 1 | times | 1 | times | 1 | times | 1 | times | 0 | times | 0 | 0 | 0 | 0 | 0 | 0 | 0 | 0 | 0 | 0
R: WTF |  |  | 0 | 0 | 0 | 0 | 0 | 0 | 0 | 0 | 0 | 0 | 0 | 0 | 0 | mL | 0 | 0 | 0 | 0 | 0 | 0 | 0 | 0 | 0 | 0 | 0 | 0 | 0 | 0 | 0 | 0 | 0 | 0
R: Buffer |  |  | 0 | 0 | 0 | 0 | 0 | 0 | 0 | 0 | 0 | 0 | 0 | 0 | 0 | mL | 0 | 0 | 0 | 0 | 0 | 0 | 0 | 0 | 0 | 0 | 0 | 0 | 0 | 0 | 0 | 0 | 0 | 0
R: Pickle Juice |  |  | 0 | 0 | 0 | 0 | 0 | 0 | 0 | 0 | 0 | 0 | 0 | 0 | 0 | mL | 0 | 0 | 0 | 0 | 0 | 0 | 0 | 0 | 0 | 0 | 0 | 0 | 0 | 0 | 0 | 0 | 0 | 0
R: Flush |  |  | 0 | 0 | 0 | 0 | 0 | 0 | 0 | 0 | 0 | 0 | 0 | 0 | 0 | mL | 0 | 0 | 0 | 0 | 0 | 0 | 0 | 0 | 0 | 0 | 0 | 0 | 0 | 0 | 0 | 0 | 0 | 0
Reagent E |  |  | 0 | 0 | 0 | 0 | 0 | 0 | 0 | 0 | 0 | 0 | 0 | 0 | 0 | mL | 0 | 0 | 0 | 0 | 0 | 0 | 0 | 0 | 0 | 0 | 0 | 0 | 0 | 0 | 0 | 0 | 0 | 0
Reagent F |  |  | 0 | 0 | 0 | 0 | 0 | 0 | 0 | 0 | 0 | 0 | 0 | 0 | 0 | mL | 0 | 0 | 0 | 0 | 0 | 0 | 0 | 0 | 0 | 0 | 0 | 0 | 0 | 0 | 0 | 0 | 0 | 0
Reagent G |  |  | 0 | 0 | 0 | 0 | 0 | 0 | 0 | 0 | 0 | 0 | 0 | 0 | 0 | mL | 0 | 0 | 0 | 0 | 0 | 0 | 0 | 0 | 0 | 0 | 0 | 0 | 0 | 0 | 0 | 0 | 0 | 0
Reagent H |  |  | 0 | 0 | 0 | 0 | 0 | 0 | 0 | 0 | 0 | 0 | 0 | 0 | 0 | mL | 0 | 0 | 0 | 0 | 0 | 0 | 0 | 0 | 0 | 0 | 0 | 0 | 0 | 0 | 0 | 0 | 0 | 0
Reagent I |  |  | 0 | 0 | 0 | 0 | 0 | 0 | 0 | 0 | 0 | 0 | 0 | 0 | 0 | mL | 0 | 0 | 0 | 0 | 0 | 0 | 0 | 0 | 0 | 0 | 0 | 0 | 0 | 0 | 0 | 0 | 0 | 0
Reagent J |  |  | 0 | 0 | 0 | 0 | 0 | 0 | 0 | 0 | 0 | 0 | 0 | 0 | 0 | mL | 0 | 0 | 0 | 0 | 0 | 0 | 0 | 0 | 0 | 0 | 0 | 0 | 0 | 0 | 0 | 0 | 0 | 0
Waste 1 |  |  | 0 | 0 | 0 | 0 | 0 | 0 | 0 | 0 | 0 | 0 | 0 | 0 | 0 | 0 | 0 | 0 | 0 | 0 | 0 | 0 | 0 | 0 | 0 | 0 | 0 | 0 | 0 | 0 | 0 | 0 | 0 | 0
Waste 2 |  |  | 0 | 0 | 0 | 0 | 0 | 0 | 0 | 0 | 0 | 0 | 0 | 0 | 0 | 0 | 0 | 0 | 0 | 0 | 0 | 0 | 0 | 0 | 0 | 0 | 0 | 0 | 0 | 0 | 0 | 0 | 0 | 0
0 |  |  | 0 | 0 | 0 | 0 | 0 | 0 | 0 | 0 | 0 | 0 | 0 | 0 | 0 | 0 | 0 | 0 | 0 | 0 | 0 | 0 | 0 | 0 | 0 | 0 | 0 | 0 | 0 | 0 | 0 | 0 | 0 | 0
Servo axis |  |  | 0 | 0 | 0 | 0 | 0 | 0 | 0 | 0 | 0 | 0 | 0 | 0 | 0 | 0 | 0 | 0 | 0 | 0 | 0 | 0 | 0 | 0 | 0 | 0 | 0 | 0 | 0 | 0 | 0 | 0 | 0 | 0
R Valve axis |  |  | 0 | 0 | 0 | 0 | 0 | 0 | 0 | 0 | 0 | 0 | 0 | 0 | 0 | 0 | 0 | 0 | 0 | 0 | 0 | 0 | 0 | 0 | 0 | 0 | 0 | 0 | 0 | 0 | 0 | 0 | 0 | 0
Discrete (+/-) |  |  | 0 | 0 | 0 | 0 | 0 | 0 | 0 | 0 | 0 | 0 | 0 | 0 | 0 | 0 | 0 | 0 | 0 | 0 | 0 | 0 | 0 | 0 | 0 | 0 | 0 | 0 | 0 | 0 | 0 | 0 | 0 | 0
Contact I/O |  |  | 0 | 0 | 0 | 0 | 0 | 0 | 0 | 0 | 0 | 0 | 0 | 0 | 0 | 0 | 0 | 0 | 0 | 0 | 0 | 0 | 0 | 0 | 0 | 0 | 0 | 0 | 0 | 0 | 0 | 0 | 0 | 0
Analog I/O |  |  | 0 | 0 | 0 | 0 | 0 | 0 | 0 | 0 | 0 | 0 | 0 | 0 | 0 | 0 | 0 | 0 | 0 | 0 | 0 | 0 | 0 | 0 | 0 | 0 | 0 | 0 | 0 | 0 | 0 | 0 | 0 | 0
Digital I/O |  |  | 0 | 0 | 0 | 0 | 0 | 0 | 0 | 0 | 0 | 0 | 0 | 0 | 0 | 0 | 0 | 0 | 0 | 0 | 0 | 0 | 0 | 0 | 0 | 0 | 0 | 0 | 0 | 0 | 0 | 0 | 0 | 0
0 |  |  | 0 | 0 | 0 | 0 | 0 | 0 | 0 | 0 | 0 | 0 | 0 | 0 | 0 | 0 | 0 | 0 | 0 | 0 | 0 | 0 | 0 | 0 | 0 | 0 | 0 | 0 | 0 | 0 | 0 | 0 | 0 | 0
0 |  |  | 23 | 24 | 25 | 26 | 27 | 28 | 29 | 30 | 31 | 32 | 33 | 34 | 35 | 36 | 37 | 38 | 39 | 40 | 41 | 42 | 43 | 44 | 45 | 46 | 47 | 48 | 49 | 50 | 51 | 52 | 53 | 54
Internal Out Req
Ports
Tubing
0
Pumping
Valving
Space |  |  | 47: 2605; 48: cc; 50: cc
Mass | bar: 47 to 50
Max dP
Lysate Vol
0
Arch Type A
Arch Type B
Arch Type C
0
Reuse
Clean
Replace
Duplicate |  |  | 1 | times | 1 | times | 1 | times | 1 | times | 1 | times | 1 | times | 1 | times | 1 | times | 1 | times | 1 | times | 0 | times
R: WTF
R: Buffer
R: Pickle Juice | bar: 33 to 34
R: Flush | bar: 33 to 34
Reagent E | bar: 33 to 34
Reagent F | bar: 33 to 34
Reagent G | bar: 33 to 34
Reagent H | bar: 33 to 34
Reagent I | bar: 33 to 34
Reagent J | bar: 33 to 34
Waste 1 | bar: 33 to 34
Waste 2 | bar: 33 to 34
0
Servo axis | bar: 53 to 54
R Valve axis | bar: 53 to 54
Discrete (+/-) | bar: 53 to 54
Contact I/O | bar: 53 to 54
Analog I/O | bar: 53 to 54
Digital I/O | bar: 53 to 54
0
0 |  |  | 23 | 24 | 25 | 26 | 27 | 28 | 29 | 30 | 31 | 32 | 33 | 34 | 35 | 36 | 37 | 38 | 39 | 40 | 41 | 42 | 43 | 44 | 45 | 46 | 47 | 48 | 49 | 50 | 51 | 52 | 53 | 54
|  |  | 0 | 0 | 0 | 0 | 0 | 0 | 0 | 0 | 0 | 0 | 0 | 0 | 0 | 0 | 0 | 0 | 0 | 0 | 0 | 0 | 0 | 0 | 0 | 0 | 0 | 0 | 0 | 0 | 0 | 0 | 0 | 0
Reagent Storage

## PHous
[5 empty] | Isolation |  | Filter |  | Filter Pump |  | Lyse, Sample Prep |  | Reagent Storage |  | Reagent Dosing |  | Transfer to AM |  | Archive | [5 empty] | Repeat | [5 empty] | Platform |  | Control
Volume, mL | 25176.4 |  | 0 |  | 4140 |  | 39.25 |  | 15 |  | 262 |  | 8900 |  | 2994 |  | 947.5 |  | 31.25 |  | 0 |  | 0 |  | 5210 | [5 empty] | 1180 |  | 1457.4
x |  |  | 0 | cu-in | 2070 | ml | 19.625 | ml | 7.5 | ml | 131 | cc | 4450 | ml | 1497 | cu-in | 473.75 | ml | 15.625 | ml | 0 | cc | 0 | cu-in | 2605 | cc |  | 0 |  | 0 | 590 | ml | 728.7
Packing density | 0.5 | dens | 2 |  | 2 |  | 2 |  | 2 |  | 2 |  | 2 |  | 2 |  | 2 |  | 2 |  | 2 |  | 2 |  | 2 | [5 empty] | 2 |  | 2
b
Dups |  |  | 0
0
Mass, kg
Output calculations
| Draft | 0 | Sequester | 0 | Isolation | 0 | Filter | 0 | Filter Pump | 0 | Lyse, Sample Prep | 0 | Reagent Storage | 0 | Reagent Dosing | 0 | Transfer to AM | 0 | Archive | 0 | Archive Preservation | 0 | Archive Storage | 0 | Repeat | 0 | Pressure Housing | 0 | Total ESP Envelop | 0 | Platform | 0 | Control | 0
Functional Req
Seq Volume
Acquisition Time
Particle Size
Filter Rate
Cross Contamination
Open Depth
Max Depth
Lysate volume
Lyse methods
Reagent number
Qty AM's
Archive methods
Qty Filter events
Qty Archive events
0
0
0
Max AUV Extension
Req'd AUV equip vol | [27 empty] | cu-in
Req'd AUV equip mass | [27 empty] | lb
AM vol | [27 empty] | cu-in
AM mass | [27 empty] | lb
0
0
0
0
0
0
0
Internal In Req
Ports |  |  | 0 | 0 | 0 | sqcm | 0 | 0 | 0 | 0 | 0 | 0 | 0 | 0 | 0 | 0 | 0 | 0 | 0 | 0 | 0 | 0 | 0 | 0 | 0 | 0 | 0 | 0 | 0 | 0 | 0 | 0 | 0 | 0
Tubing |  |  | 0 | 0 | 0 | 0 | 0 | 0 | 0 | 0 | 0 | 0 | 0 | 0 | 0 | 0 | 0 | 0 | 0 | 0 | 0 | 0 | 0 | 0 | 0 | 0 | 0 | 0 | 0 | 0 | 0 | 0 | 0 | 0
0 |  |  | 0 | 0 | 0 | 0 | 0 | 0 | 0 | 0 | 0 | 0 | 0 | 0 | 0 | 0 | 0 | 0 | 0 | 0 | 0 | 0 | 0 | 0 | 0 | 0 | 0 | 0 | 0 | 0 | 0 | 0 | 0 | 0
Pumping |  |  | 0 | 0 | 0 | 0 | 0 | 0 | 0 | 0 | 0 | 0 | 0 | 0 | 0 | 0 | 0 | 0 | 0 | 0 | 0 | 0 | 0 | 0 | 0 | 0 | 0 | 0 | 0 | 0 | 0 | 0 | 0 | 0
Valving |  |  | 0 | 0 | 0 | 0 | 0 | 0 | 0 | 0 | 0 | 0 | 0 | 0 | 0 | 0 | 0 | 0 | 0 | 0 | 0 | 0 | 0 | 0 | 0 | 0 | 0 | 0 | 0 | 0 | 0 | 0 | 0 | 0
Space | 12588.2 |  | 0 | cu-in | 2070 | ml | 19.625 | ml | 7.5 | ml | 131 | cc | 4450 | ml | 1497 | cu-in | 473.75 | ml | 15.625 | ml | 0 | cc | 0 | cu-in | 2605 | cc | 0 | 0 | 0 | 0 | 590 | ml | 728.7 | cc
Mass |  |  | 0 | lb | 0 | kg | 0 | kg | 0 | kg | 0 | lb | 0 | kg | 0 | lb | 0 | kg | 0 | kg | 0 | 0 | 0 | lb | 0 | kg | 0 | 0 | 0 | 0 | 0 | kg | 0 | lb
Max dP |  |  | 0 | 0 | 0 | 0 | 0 | 0 | 0 | 0 | 0 | 0 | 0 | 0 | 0 | 0 | 0 | 0 | 0 | 0 | 0 | 0 | 0 | 0 | 0 | 0 | 0 | 0 | 0 | 0 | 0 | 0 | 0 | 0
Lysate Vol |  |  | 0 | 0 | 0 | 0 | 0 | 0 | 0 | 0 | 0 | 0 | 0 | 0 | 0 | 0 | 0 | 0 | 0 | 0 | 0 | 0 | 0 | 0 | 0 | 0 | 0 | 0 | 0 | 0 | 0 | 0 | 0 | 0
0 |  |  | 0 | 0 | 0 | 0 | 0 | 0 | 0 | 0 | 0 | 0 | 0 | 0 | 0 | 0 | 0 | 0 | 0 | 0 | 0 | 0 | 0 | 0 | 0 | 0 | 0 | 0 | 0 | 0 | 0 | 0 | 0 | 0
Arch Type A |  |  | 0 | 0 | 0 | 0 | 0 | 0 | 0 | 0 | 0 | 0 | 0 | 0 | 0 | 0 | 0 | 0 | 0 | 0 | 0 | 0 | 0 | 0 | 0 | 0 | 0 | 0 | 0 | 0 | 0 | 0 | 0 | 0
Arch Type B |  |  | 0 | 0 | 0 | 0 | 0 | 0 | 0 | 0 | 0 | 0 | 0 | 0 | 0 | 0 | 0 | 0 | 0 | 0 | 0 | 0 | 0 | 0 | 0 | 0 | 0 | 0 | 0 | 0 | 0 | 0 | 0 | 0
Arch Type C |  |  | 0 | 0 | 0 | 0 | 0 | 0 | 0 | 0 | 0 | 0 | 0 | 0 | 0 | 0 | 0 | 0 | 0 | 0 | 0 | 0 | 0 | 0 | 0 | 0 | 0 | 0 | 0 | 0 | 0 | 0 | 0 | 0
0 |  |  | 0 | 0 | 0 | 0 | 0 | 0 | 0 | 0 | 0 | 0 | 0 | 0 | 0 | 0 | 0 | 0 | 0 | 0 | 0 | 0 | 0 | 0 | 0 | 0 | 0 | 0 | 0 | 0 | 0 | 0 | 0 | 0
Reuse |  |  | 0 | 0 | 0 | 0 | 0 | 0 | 0 | 0 | 0 | 0 | 0 | 0 | 0 | 0 | 0 | 0 | 0 | 0 | 0 | 0 | 0 | 0 | 0 | 0 | 0 | 0 | 0 | 0 | 0 | 0 | 0 | 0
Clean |  |  | 0 | 0 | 0 | 0 | 0 | 0 | 0 | 0 | 0 | 0 | 0 | 0 | 0 | 0 | 0 | 0 | 0 | 0 | 0 | 0 | 0 | 0 | 0 | 0 | 0 | 0 | 0 | 0 | 0 | 0 | 0 | 0
Replace |  |  | 0 | 0 | 0 | 0 | 0 | 0 | 0 | 0 | 0 | 0 | 0 | 0 | 0 | 0 | 0 | 0 | 0 | 0 | 0 | 0 | 0 | 0 | 0 | 0 | 0 | 0 | 0 | 0 | 0 | 0 | 0 | 0
Duplicate |  |  | 0 | 0 | 0 | 0 | 0 | 0 | 0 | 0 | 0 | 0 | 0 | 0 | 0 | 0 | 0 | 0 | 0 | 0 | 0 | 0 | 0 | 0 | 0 | 0 | 0 | 0 | 0 | 0 | 0 | 0 | 0 | 0
R: WTF |  |  | 0 | 0 | 0 | 0 | 0 | 0 | 0 | 0 | 0 | 0 | 0 | 0 | 0 | 0 | 0 | 0 | 0 | 0 | 0 | 0 | 0 | 0 | 0 | 0 | 0 | 0 | 0 | 0 | 0 | 0 | 0 | 0
R: Buffer |  |  | 0 | 0 | 0 | 0 | 0 | 0 | 0 | 0 | 0 | 0 | 0 | 0 | 0 | 0 | 0 | 0 | 0 | 0 | 0 | 0 | 0 | 0 | 0 | 0 | 0 | 0 | 0 | 0 | 0 | 0 | 0 | 0
R: Pickle Juice |  |  | 0 | 0 | 0 | 0 | 0 | 0 | 0 | 0 | 0 | 0 | 0 | 0 | 0 | 0 | 0 | 0 | 0 | 0 | 0 | 0 | 0 | 0 | 0 | 0 | 0 | 0 | 0 | 0 | 0 | 0 | 0 | 0
R: Flush |  |  | 0 | 0 | 0 | 0 | 0 | 0 | 0 | 0 | 0 | 0 | 0 | 0 | 0 | 0 | 0 | 0 | 0 | 0 | 0 | 0 | 0 | 0 | 0 | 0 | 0 | 0 | 0 | 0 | 0 | 0 | 0 | 0
Reagent E |  |  | 0 | 0 | 0 | 0 | 0 | 0 | 0 | 0 | 0 | 0 | 0 | 0 | 0 | 0 | 0 | 0 | 0 | 0 | 0 | 0 | 0 | 0 | 0 | 0 | 0 | 0 | 0 | 0 | 0 | 0 | 0 | 0
Reagent F |  |  | 0 | 0 | 0 | 0 | 0 | 0 | 0 | 0 | 0 | 0 | 0 | 0 | 0 | 0 | 0 | 0 | 0 | 0 | 0 | 0 | 0 | 0 | 0 | 0 | 0 | 0 | 0 | 0 | 0 | 0 | 0 | 0
Reagent G |  |  | 0 | 0 | 0 | 0 | 0 | 0 | 0 | 0 | 0 | 0 | 0 | 0 | 0 | 0 | 0 | 0 | 0 | 0 | 0 | 0 | 0 | 0 | 0 | 0 | 0 | 0 | 0 | 0 | 0 | 0 | 0 | 0
Reagent H |  |  | 0 | 0 | 0 | 0 | 0 | 0 | 0 | 0 | 0 | 0 | 0 | 0 | 0 | 0 | 0 | 0 | 0 | 0 | 0 | 0 | 0 | 0 | 0 | 0 | 0 | 0 | 0 | 0 | 0 | 0 | 0 | 0
Reagent I |  |  | 0 | 0 | 0 | 0 | 0 | 0 | 0 | 0 | 0 | 0 | 0 | 0 | 0 | 0 | 0 | 0 | 0 | 0 | 0 | 0 | 0 | 0 | 0 | 0 | 0 | 0 | 0 | 0 | 0 | 0 | 0 | 0
Reagent J |  |  | 0 | 0 | 0 | 0 | 0 | 0 | 0 | 0 | 0 | 0 | 0 | 0 | 0 | 0 | 0 | 0 | 0 | 0 | 0 | 0 | 0 | 0 | 0 | 0 | 0 | 0 | 0 | 0 | 0 | 0 | 0 | 0
Waste 1 |  |  | 0 | 0 | 0 | 0 | 0 | 0 | 0 | 0 | 0 | 0 | 0 | 0 | 0 | 0 | 0 | 0 | 0 | 0 | 0 | 0 | 0 | 0 | 0 | 0 | 0 | 0 | 0 | 0 | 0 | 0 | 0 | 0
Waste 2 |  |  | 0 | 0 | 0 | 0 | 0 | 0 | 0 | 0 | 0 | 0 | 0 | 0 | 0 | 0 | 0 | 0 | 0 | 0 | 0 | 0 | 0 | 0 | 0 | 0 | 0 | 0 | 0 | 0 | 0 | 0 | 0 | 0
0 |  |  | 0 | 0 | 0 | 0 | 0 | 0 | 0 | 0 | 0 | 0 | 0 | 0 | 0 | 0 | 0 | 0 | 0 | 0 | 0 | 0 | 0 | 0 | 0 | 0 | 0 | 0 | 0 | 0 | 0 | 0 | 0 | 0
Servo axis |  |  | 0 | 0 | 0 | 0 | 0 | 0 | 0 | 0 | 0 | 0 | 0 | 0 | 0 | 0 | 0 | 0 | 0 | 0 | 0 | 0 | 0 | 0 | 0 | 0 | 0 | 0 | 0 | 0 | 0 | 0 | 0 | 0
R Valve axis |  |  | 0 | 0 | 0 | 0 | 0 | 0 | 0 | 0 | 0 | 0 | 0 | 0 | 0 | 0 | 0 | 0 | 0 | 0 | 0 | 0 | 0 | 0 | 0 | 0 | 0 | 0 | 0 | 0 | 0 | 0 | 0 | 0
Discrete (+/-) |  |  | 0 | 0 | 0 | 0 | 0 | 0 | 0 | 0 | 0 | 0 | 0 | 0 | 0 | 0 | 0 | 0 | 0 | 0 | 0 | 0 | 0 | 0 | 0 | 0 | 0 | 0 | 0 | 0 | 0 | 0 | 0 | 0
Contact I/O |  |  | 0 | 0 | 0 | 0 | 0 | 0 | 0 | 0 | 0 | 0 | 0 | 0 | 0 | 0 | 0 | 0 | 0 | 0 | 0 | 0 | 0 | 0 | 0 | 0 | 0 | 0 | 0 | 0 | 0 | 0 | 0 | 0
Analog I/O |  |  | 0 | 0 | 0 | 0 | 0 | 0 | 0 | 0 | 0 | 0 | 0 | 0 | 0 | 0 | 0 | 0 | 0 | 0 | 0 | 0 | 0 | 0 | 0 | 0 | 0 | 0 | 0 | 0 | 0 | 0 | 0 | 0
Digital I/O |  |  | 0 | 0 | 0 | 0 | 0 | 0 | 0 | 0 | 0 | 0 | 0 | 0 | 0 | 0 | 0 | 0 | 0 | 0 | 0 | 0 | 0 | 0 | 0 | 0 | 0 | 0 | 0 | 0 | 0 | 0 | 0 | 0
0 |  |  | 0 | 0 | 0 | 0 | 0 | 0 | 0 | 0 | 0 | 0 | 0 | 0 | 0 | 0 | 0 | 0 | 0 | 0 | 0 | 0 | 0 | 0 | 0 | 0 | 0 | 0 | 0 | 0 | 0 | 0 | 0 | 0
0 |  |  | 25 | 26 | 27 | 28 | 29 | 30 | 31 | 32 | 33 | 34 | 35 | 36 | 37 | 38 | 39 | 40 | 41 | 42 | 43 | 44 | 45 | 46 | 47 | 48 | 49 | 50 | 51 | 52 | 53 | 54 | 55 | 56
Internal Out Req
Ports
Tubing
0
Pumping
Valving
Space |  |  | 52: cu-in
Mass | bar: 51 to 52
Max dP
Lysate Vol
0
Arch Type A
Arch Type B
Arch Type C
0
Reuse
Clean
Replace
Duplicate
R: WTF
R: Buffer
R: Pickle Juice
R: Flush
Reagent E
Reagent F
Reagent G
Reagent H
Reagent I
Reagent J
Waste 1
Waste 2
0
Servo axis
R Valve axis
Discrete (+/-)
Contact I/O
Analog I/O
Digital I/O
0
0 |  |  | 25 | 26 | 27 | 28 | 29 | 30 | 31 | 32 | 33 | 34 | 35 | 36 | 37 | 38 | 39 | 40 | 41 | 42 | 43 | 44 | 45 | 46 | 47 | 48 | 49 | 50 | 51 | 52 | 53 | 54 | 55 | 56
|  |  | 0 | 0 | 0 | 0 | 0 | 0 | 0 | 0 | 0 | 0 | 0 | 0 | 0 | 0 | 0 | 0 | 0 | 0 | 0 | 0 | 0 | 0 | 0 | 0 | 0 | 0 | 0 | 0 | 0 | 0 | 0 | 0
Housing
Volume of each function comes in, is mutiplied for the packing density.

## Whous
|  |  | Sequester | [27 empty] | Platform
Volume, mL | 7120 |  | 2080 |  | 0 |  | 0 |  | 0 |  | 0 |  | 0 |  | 0 |  | 0 |  | 0 |  | 0 |  | 0 |  | 0 | [5 empty] | 5040 |  | 0
x |  |  | 1040 | mL | 0 | ml | 0 | ml | 0 | ml | 0 | cc | 0 | ml | 0 | cu-in | 0 | ml | 0 | ml | 0 | cc | 0 | cu-in | 0 | cc |  | cu-in |  | 0 | 2520 | ml | 0
Packing density | 0.5 | dens | 2 |  | 2 |  | 2 |  | 2 |  | 2 |  | 2 |  | 2 |  | 2 |  | 2 |  | 2 |  | 2 |  | 2 | [5 empty] | 2 |  | 2
b
Dups |  |  | 0
0
Mass, kg
Output calculations
| Draft | 0 | Sequester | 0 | Isolation | 0 | Filter | 0 | Filter Pump | 0 | Lyse, Sample Prep | 0 | Reagent Storage | 0 | Reagent Dosing | 0 | Transfer to AM | 0 | Archive | 0 | Archive Preservation | 0 | Archive Storage | 0 | Repeat | 0 | Pressure Housing | 0 | Total ESP Envelop | 0 | Platform | 0 | Control | 0
Functional Req
Seq Volume
Acquisition Time
Particle Size
Filter Rate
Cross Contamination
Open Depth
Max Depth
Lysate volume
Lyse methods
Reagent number
Qty AM's
Archive methods
Qty Filter events
Qty Archive events
0
0
0
Max AUV Extension
Req'd AUV equip vol | [29 empty] | cu-in
Req'd AUV equip mass | [29 empty] | lb
AM vol
AM mass
0
0
0
0
0
0
0
Internal In Req
Ports |  |  | 23 | sqcm | 0 | sqcm | 0 | 0 | 0 | 0 | 0 | 0 | 0 | 0 | 0 | 0 | 0 | 0 | 0 | 0 | 0 | 0 | 0 | 0 | 0 | 0 | 0 | 0 | 0 | 0 | 0 | 0 | 0 | 0
Tubing |  |  | 0 | 0 | 0 | 0 | 0 | 0 | 0 | 0 | 0 | 0 | 0 | 0 | 0 | 0 | 0 | 0 | 0 | 0 | 0 | 0 | 0 | 0 | 0 | 0 | 0 | 0 | 0 | 0 | 0 | 0 | 0 | 0
0 |  |  | 0 | 0 | 0 | 0 | 0 | 0 | 0 | 0 | 0 | 0 | 0 | 0 | 0 | 0 | 0 | 0 | 0 | 0 | 0 | 0 | 0 | 0 | 0 | 0 | 0 | 0 | 0 | 0 | 0 | 0 | 0 | 0
Pumping |  |  | 0 | 0 | 0 | 0 | 0 | 0 | 0 | 0 | 0 | 0 | 0 | 0 | 0 | 0 | 0 | 0 | 0 | 0 | 0 | 0 | 0 | 0 | 0 | 0 | 0 | 0 | 0 | 0 | 0 | 0 | 0 | 0
Valving |  |  | 0 | 0 | 0 | 0 | 0 | 0 | 0 | 0 | 0 | 0 | 0 | 0 | 0 | 0 | 0 | 0 | 0 | 0 | 0 | 0 | 0 | 0 | 0 | 0 | 0 | 0 | 0 | 0 | 0 | 0 | 0 | 0
Space |  |  | 1040 | mL | 0 | ml | 0 | ml | 0 | ml | 0 | cc | 0 | ml | 0 | cu-in | 0 | ml | 0 | ml | 0 | cc | 0 | cu-in | 0 | cc | 0 | cu-in | 0 | 0 | 2520 | ml | 0 | cc
Mass |  |  | 0 | lb | 0 | kg | 0 | kg | 0 | kg | 0 | lb | 0 | kg | 0 | lb | 0 | kg | 0 | kg | 0 | 0 | 0 | lb | 0 | kg | 0 | lb | 0 | 0 | 0 | kg | 0 | lb
Max dP |  |  | 0 | 0 | 0 | 0 | 0 | 0 | 0 | 0 | 0 | 0 | 0 | 0 | 0 | 0 | 0 | 0 | 0 | 0 | 0 | 0 | 0 | 0 | 0 | 0 | 0 | 0 | 0 | 0 | 0 | 0 | 0 | 0
Lysate Vol |  |  | 0 | 0 | 0 | 0 | 0 | 0 | 0 | 0 | 0 | 0 | 0 | 0 | 0 | 0 | 0 | 0 | 0 | 0 | 0 | 0 | 0 | 0 | 0 | 0 | 0 | 0 | 0 | 0 | 0 | 0 | 0 | 0
0 |  |  | 0 | 0 | 0 | 0 | 0 | 0 | 0 | 0 | 0 | 0 | 0 | 0 | 0 | 0 | 0 | 0 | 0 | 0 | 0 | 0 | 0 | 0 | 0 | 0 | 0 | 0 | 0 | 0 | 0 | 0 | 0 | 0
Arch Type A |  |  | 0 | 0 | 0 | 0 | 0 | 0 | 0 | 0 | 0 | 0 | 0 | 0 | 0 | 0 | 0 | 0 | 0 | 0 | 0 | 0 | 0 | 0 | 0 | 0 | 0 | 0 | 0 | 0 | 0 | 0 | 0 | 0
Arch Type B |  |  | 0 | 0 | 0 | 0 | 0 | 0 | 0 | 0 | 0 | 0 | 0 | 0 | 0 | 0 | 0 | 0 | 0 | 0 | 0 | 0 | 0 | 0 | 0 | 0 | 0 | 0 | 0 | 0 | 0 | 0 | 0 | 0
Arch Type C |  |  | 0 | 0 | 0 | 0 | 0 | 0 | 0 | 0 | 0 | 0 | 0 | 0 | 0 | 0 | 0 | 0 | 0 | 0 | 0 | 0 | 0 | 0 | 0 | 0 | 0 | 0 | 0 | 0 | 0 | 0 | 0 | 0
0 |  |  | 0 | 0 | 0 | 0 | 0 | 0 | 0 | 0 | 0 | 0 | 0 | 0 | 0 | 0 | 0 | 0 | 0 | 0 | 0 | 0 | 0 | 0 | 0 | 0 | 0 | 0 | 0 | 0 | 0 | 0 | 0 | 0
Reuse |  |  | 0 | 0 | 0 | 0 | 0 | 0 | 0 | 0 | 0 | 0 | 0 | 0 | 0 | 0 | 0 | 0 | 0 | 0 | 0 | 0 | 0 | 0 | 0 | 0 | 0 | 0 | 0 | 0 | 0 | 0 | 0 | 0
Clean |  |  | 0 | 0 | 0 | 0 | 0 | 0 | 0 | 0 | 0 | 0 | 0 | 0 | 0 | 0 | 0 | 0 | 0 | 0 | 0 | 0 | 0 | 0 | 0 | 0 | 0 | 0 | 0 | 0 | 0 | 0 | 0 | 0
Replace |  |  | 0 | 0 | 0 | 0 | 0 | 0 | 0 | 0 | 0 | 0 | 0 | 0 | 0 | 0 | 0 | 0 | 0 | 0 | 0 | 0 | 0 | 0 | 0 | 0 | 0 | 0 | 0 | 0 | 0 | 0 | 0 | 0
Duplicate |  |  | 0 | 0 | 0 | 0 | 0 | 0 | 0 | 0 | 0 | 0 | 0 | 0 | 0 | 0 | 0 | 0 | 0 | 0 | 0 | 0 | 0 | 0 | 0 | 0 | 0 | 0 | 0 | 0 | 0 | 0 | 0 | 0
R: WTF |  |  | 0 | 0 | 0 | 0 | 0 | 0 | 0 | 0 | 0 | 0 | 0 | 0 | 0 | 0 | 0 | 0 | 0 | 0 | 0 | 0 | 0 | 0 | 0 | 0 | 0 | 0 | 0 | 0 | 0 | 0 | 0 | 0
R: Buffer |  |  | 0 | 0 | 0 | 0 | 0 | 0 | 0 | 0 | 0 | 0 | 0 | 0 | 0 | 0 | 0 | 0 | 0 | 0 | 0 | 0 | 0 | 0 | 0 | 0 | 0 | 0 | 0 | 0 | 0 | 0 | 0 | 0
R: Pickle Juice |  |  | 0 | 0 | 0 | 0 | 0 | 0 | 0 | 0 | 0 | 0 | 0 | 0 | 0 | 0 | 0 | 0 | 0 | 0 | 0 | 0 | 0 | 0 | 0 | 0 | 0 | 0 | 0 | 0 | 0 | 0 | 0 | 0
R: Flush |  |  | 0 | 0 | 0 | 0 | 0 | 0 | 0 | 0 | 0 | 0 | 0 | 0 | 0 | 0 | 0 | 0 | 0 | 0 | 0 | 0 | 0 | 0 | 0 | 0 | 0 | 0 | 0 | 0 | 0 | 0 | 0 | 0
Reagent E |  |  | 0 | 0 | 0 | 0 | 0 | 0 | 0 | 0 | 0 | 0 | 0 | 0 | 0 | 0 | 0 | 0 | 0 | 0 | 0 | 0 | 0 | 0 | 0 | 0 | 0 | 0 | 0 | 0 | 0 | 0 | 0 | 0
Reagent F |  |  | 0 | 0 | 0 | 0 | 0 | 0 | 0 | 0 | 0 | 0 | 0 | 0 | 0 | 0 | 0 | 0 | 0 | 0 | 0 | 0 | 0 | 0 | 0 | 0 | 0 | 0 | 0 | 0 | 0 | 0 | 0 | 0
Reagent G |  |  | 0 | 0 | 0 | 0 | 0 | 0 | 0 | 0 | 0 | 0 | 0 | 0 | 0 | 0 | 0 | 0 | 0 | 0 | 0 | 0 | 0 | 0 | 0 | 0 | 0 | 0 | 0 | 0 | 0 | 0 | 0 | 0
Reagent H |  |  | 0 | 0 | 0 | 0 | 0 | 0 | 0 | 0 | 0 | 0 | 0 | 0 | 0 | 0 | 0 | 0 | 0 | 0 | 0 | 0 | 0 | 0 | 0 | 0 | 0 | 0 | 0 | 0 | 0 | 0 | 0 | 0
Reagent I |  |  | 0 | 0 | 0 | 0 | 0 | 0 | 0 | 0 | 0 | 0 | 0 | 0 | 0 | 0 | 0 | 0 | 0 | 0 | 0 | 0 | 0 | 0 | 0 | 0 | 0 | 0 | 0 | 0 | 0 | 0 | 0 | 0
Reagent J |  |  | 0 | 0 | 0 | 0 | 0 | 0 | 0 | 0 | 0 | 0 | 0 | 0 | 0 | 0 | 0 | 0 | 0 | 0 | 0 | 0 | 0 | 0 | 0 | 0 | 0 | 0 | 0 | 0 | 0 | 0 | 0 | 0
Waste 1 |  |  | 0 | 0 | 0 | 0 | 0 | 0 | 0 | 0 | 0 | 0 | 0 | 0 | 0 | 0 | 0 | 0 | 0 | 0 | 0 | 0 | 0 | 0 | 0 | 0 | 0 | 0 | 0 | 0 | 0 | 0 | 0 | 0
Waste 2 |  |  | 0 | 0 | 0 | 0 | 0 | 0 | 0 | 0 | 0 | 0 | 0 | 0 | 0 | 0 | 0 | 0 | 0 | 0 | 0 | 0 | 0 | 0 | 0 | 0 | 0 | 0 | 0 | 0 | 0 | 0 | 0 | 0
0 |  |  | 0 | 0 | 0 | 0 | 0 | 0 | 0 | 0 | 0 | 0 | 0 | 0 | 0 | 0 | 0 | 0 | 0 | 0 | 0 | 0 | 0 | 0 | 0 | 0 | 0 | 0 | 0 | 0 | 0 | 0 | 0 | 0
Servo axis |  |  | 0 | 0 | 0 | 0 | 0 | 0 | 0 | 0 | 0 | 0 | 0 | 0 | 0 | 0 | 0 | 0 | 0 | 0 | 0 | 0 | 0 | 0 | 0 | 0 | 0 | 0 | 0 | 0 | 0 | 0 | 0 | 0
R Valve axis |  |  | 0 | 0 | 0 | 0 | 0 | 0 | 0 | 0 | 0 | 0 | 0 | 0 | 0 | 0 | 0 | 0 | 0 | 0 | 0 | 0 | 0 | 0 | 0 | 0 | 0 | 0 | 0 | 0 | 0 | 0 | 0 | 0
Discrete (+/-) |  |  | 0 | 0 | 0 | 0 | 0 | 0 | 0 | 0 | 0 | 0 | 0 | 0 | 0 | 0 | 0 | 0 | 0 | 0 | 0 | 0 | 0 | 0 | 0 | 0 | 0 | 0 | 0 | 0 | 0 | 0 | 0 | 0
Contact I/O |  |  | 0 | 0 | 0 | 0 | 0 | 0 | 0 | 0 | 0 | 0 | 0 | 0 | 0 | 0 | 0 | 0 | 0 | 0 | 0 | 0 | 0 | 0 | 0 | 0 | 0 | 0 | 0 | 0 | 0 | 0 | 0 | 0
Analog I/O |  |  | 0 | 0 | 0 | 0 | 0 | 0 | 0 | 0 | 0 | 0 | 0 | 0 | 0 | 0 | 0 | 0 | 0 | 0 | 0 | 0 | 0 | 0 | 0 | 0 | 0 | 0 | 0 | 0 | 0 | 0 | 0 | 0
Digital I/O |  |  | 0 | 0 | 0 | 0 | 0 | 0 | 0 | 0 | 0 | 0 | 0 | 0 | 0 | 0 | 0 | 0 | 0 | 0 | 0 | 0 | 0 | 0 | 0 | 0 | 0 | 0 | 0 | 0 | 0 | 0 | 0 | 0
0 |  |  | 0 | 0 | 0 | 0 | 0 | 0 | 0 | 0 | 0 | 0 | 0 | 0 | 0 | 0 | 0 | 0 | 0 | 0 | 0 | 0 | 0 | 0 | 0 | 0 | 0 | 0 | 0 | 0 | 0 | 0 | 0 | 0
0 |  |  | 27 | 28 | 29 | 30 | 31 | 32 | 33 | 34 | 35 | 36 | 37 | 38 | 39 | 40 | 41 | 42 | 43 | 44 | 45 | 46 | 47 | 48 | 49 | 50 | 51 | 52 | 53 | 54 | 55 | 56 | 57 | 58
Internal Out Req
Ports
Tubing
0
Pumping
Valving
Space
Mass
Max dP
Lysate Vol
0
Arch Type A
Arch Type B
Arch Type C
0
Reuse
Clean
Replace
Duplicate
R: WTF
R: Buffer
R: Pickle Juice
R: Flush
Reagent E
Reagent F
Reagent G
Reagent H
Reagent I
Reagent J
Waste 1
Waste 2
0
Servo axis
R Valve axis
Discrete (+/-)
Contact I/O
Analog I/O
Digital I/O
0
0 |  |  | 27 | 28 | 29 | 30 | 31 | 32 | 33 | 34 | 35 | 36 | 37 | 38 | 39 | 40 | 41 | 42 | 43 | 44 | 45 | 46 | 47 | 48 | 49 | 50 | 51 | 52 | 53 | 54 | 55 | 56 | 57 | 58
|  |  | 0 | 0 | 0 | 0 | 0 | 0 | 0 | 0 | 0 | 0 | 0 | 0 | 0 | 0 | 0 | 0 | 0 | 0 | 0 | 0 | 0 | 0 | 0 | 0 | 0 | 0 | 0 | 0 | 0 | 0 | 0 | 0
Wet Housing
Volume of each function comes in, is mutiplied for the packing density.

## Plat
|  |  | ISUS | 0 | DVL |  | Compass |  | CTD
Dry Volume, mL | 590 |  | 370 |  | 120 |  | 50 |  | 50 |  | 0 |  | 0 |  | 0 |  | 0 |  | 0 |  | 0 |  | 0 |  | 0 | [5 empty] | 0 |  | 0
Connector |  |  | 50 |  | 50 |  | 50 |  | 50
Harness |  |  | 20 |  | 70
body |  |  | 300
0
Wet Nose, mL | 2520 |  | 250 |  | 570 |  | 600 |  | 1100
Connector |  |  | 50 |  | 50 |  | 50 |  | 50
Cable |  |  | 100 |  | 20 |  | 50 |  | 50
Body |  |  | 100 |  | 500 |  | 500 |  | 1000
| Draft | 0 | Sequester | 0 | Isolation | 0 | Filter | 0 | Filter Pump | 0 | Lyse, Sample Prep | 0 | Reagent Storage | 0 | Reagent Dosing | 0 | Transfer to AM | 0 | Archive | 0 | Archive Preservation | 0 | Archive Storage | 0 | Repeat | 0 | Pressure Housing | 0 | Total ESP Envelop | 0 | Platform | 0 | Control | 0
Functional Req
Seq Volume
Acquisition Time
Particle Size
Filter Rate
Cross Contamination
Open Depth
Max Depth
Lysate volume
Lyse methods
Reagent number
Qty AM's
Archive methods
Qty Filter events
Qty Archive events
0
0
0
Max AUV Extension
Req'd AUV equip vol | [31 empty] | cu-in
Req'd AUV equip mass | [31 empty] | lb
AM vol
AM mass
0
0
0
0
0
0
0
Internal In Req
Ports |  |  | 0 | 0 | 0 | 0 | 0 | 0 | 0 | 0 | 0 | 0 | 0 | 0 | 0 | 0 | 0 | 0 | 0 | 0 | 0 | 0 | 0 | 0 | 0 | 0 | 0 | 0 | 0 | 0 | 0 | 0 | 0 | 0
Tubing |  |  | 0 | 0 | 0 | 0 | 0 | 0 | 0 | 0 | 0 | 0 | 0 | 0 | 0 | 0 | 0 | 0 | 0 | 0 | 0 | 0 | 0 | 0 | 0 | 0 | 0 | 0 | 0 | 0 | 0 | 0 | 0 | 0
0 |  |  | 0 | 0 | 0 | 0 | 0 | 0 | 0 | 0 | 0 | 0 | 0 | 0 | 0 | 0 | 0 | 0 | 0 | 0 | 0 | 0 | 0 | 0 | 0 | 0 | 0 | 0 | 0 | 0 | 0 | 0 | 0 | 0
Pumping |  |  | 0 | 0 | 0 | 0 | 0 | 0 | 0 | 0 | 0 | 0 | 0 | 0 | 0 | 0 | 0 | 0 | 0 | 0 | 0 | 0 | 0 | 0 | 0 | 0 | 0 | 0 | 0 | 0 | 0 | 0 | 0 | 0
Valving |  |  | 0 | 0 | 0 | 0 | 0 | 0 | 0 | 0 | 0 | 0 | 0 | 0 | 0 | 0 | 0 | 0 | 0 | 0 | 0 | 0 | 0 | 0 | 0 | 0 | 0 | 0 | 0 | 0 | 0 | 0 | 0 | 0
Space |  |  | 0 | 0 | 0 | 0 | 0 | 0 | 0 | 0 | 0 | 0 | 0 | 0 | 0 | 0 | 0 | 0 | 0 | 0 | 0 | 0 | 0 | 0 | 0 | 0 | 0 | 0 | 0 | 0 | 0 | 0 | 0 | 0
Mass |  |  | 0 | 0 | 0 | 0 | 0 | 0 | 0 | 0 | 0 | 0 | 0 | 0 | 0 | 0 | 0 | 0 | 0 | 0 | 0 | 0 | 0 | 0 | 0 | 0 | 0 | 0 | 0 | 0 | 0 | 0 | 0 | 0
Max dP |  |  | 0 | 0 | 0 | 0 | 0 | 0 | 0 | 0 | 0 | 0 | 0 | 0 | 0 | 0 | 0 | 0 | 0 | 0 | 0 | 0 | 0 | 0 | 0 | 0 | 0 | 0 | 0 | 0 | 0 | 0 | 0 | 0
Lysate Vol |  |  | 0 | 0 | 0 | 0 | 0 | 0 | 0 | 0 | 0 | 0 | 0 | 0 | 0 | 0 | 0 | 0 | 0 | 0 | 0 | 0 | 0 | 0 | 0 | 0 | 0 | 0 | 0 | 0 | 0 | 0 | 0 | 0
0 |  |  | 0 | 0 | 0 | 0 | 0 | 0 | 0 | 0 | 0 | 0 | 0 | 0 | 0 | 0 | 0 | 0 | 0 | 0 | 0 | 0 | 0 | 0 | 0 | 0 | 0 | 0 | 0 | 0 | 0 | 0 | 0 | 0
Arch Type A |  |  | 0 | 0 | 0 | 0 | 0 | 0 | 0 | 0 | 0 | 0 | 0 | 0 | 0 | 0 | 0 | 0 | 0 | 0 | 0 | 0 | 0 | 0 | 0 | 0 | 0 | 0 | 0 | 0 | 0 | 0 | 0 | 0
Arch Type B |  |  | 0 | 0 | 0 | 0 | 0 | 0 | 0 | 0 | 0 | 0 | 0 | 0 | 0 | 0 | 0 | 0 | 0 | 0 | 0 | 0 | 0 | 0 | 0 | 0 | 0 | 0 | 0 | 0 | 0 | 0 | 0 | 0
Arch Type C |  |  | 0 | 0 | 0 | 0 | 0 | 0 | 0 | 0 | 0 | 0 | 0 | 0 | 0 | 0 | 0 | 0 | 0 | 0 | 0 | 0 | 0 | 0 | 0 | 0 | 0 | 0 | 0 | 0 | 0 | 0 | 0 | 0
0 |  |  | 0 | 0 | 0 | 0 | 0 | 0 | 0 | 0 | 0 | 0 | 0 | 0 | 0 | 0 | 0 | 0 | 0 | 0 | 0 | 0 | 0 | 0 | 0 | 0 | 0 | 0 | 0 | 0 | 0 | 0 | 0 | 0
Reuse |  |  | 0 | 0 | 0 | 0 | 0 | 0 | 0 | 0 | 0 | 0 | 0 | 0 | 0 | 0 | 0 | 0 | 0 | 0 | 0 | 0 | 0 | 0 | 0 | 0 | 0 | 0 | 0 | 0 | 0 | 0 | 0 | 0
Clean |  |  | 0 | 0 | 0 | 0 | 0 | 0 | 0 | 0 | 0 | 0 | 0 | 0 | 0 | 0 | 0 | 0 | 0 | 0 | 0 | 0 | 0 | 0 | 0 | 0 | 0 | 0 | 0 | 0 | 0 | 0 | 0 | 0
Replace |  |  | 0 | 0 | 0 | 0 | 0 | 0 | 0 | 0 | 0 | 0 | 0 | 0 | 0 | 0 | 0 | 0 | 0 | 0 | 0 | 0 | 0 | 0 | 0 | 0 | 0 | 0 | 0 | 0 | 0 | 0 | 0 | 0
Duplicate |  |  | 0 | 0 | 0 | 0 | 0 | 0 | 0 | 0 | 0 | 0 | 0 | 0 | 0 | 0 | 0 | 0 | 0 | 0 | 0 | 0 | 0 | 0 | 0 | 0 | 0 | 0 | 0 | 0 | 0 | 0 | 0 | 0
R: WTF |  |  | 0 | 0 | 0 | 0 | 0 | 0 | 0 | 0 | 0 | 0 | 0 | 0 | 0 | 0 | 0 | 0 | 0 | 0 | 0 | 0 | 0 | 0 | 0 | 0 | 0 | 0 | 0 | 0 | 0 | 0 | 0 | 0
R: Buffer |  |  | 0 | 0 | 0 | 0 | 0 | 0 | 0 | 0 | 0 | 0 | 0 | 0 | 0 | 0 | 0 | 0 | 0 | 0 | 0 | 0 | 0 | 0 | 0 | 0 | 0 | 0 | 0 | 0 | 0 | 0 | 0 | 0
R: Pickle Juice |  |  | 0 | 0 | 0 | 0 | 0 | 0 | 0 | 0 | 0 | 0 | 0 | 0 | 0 | 0 | 0 | 0 | 0 | 0 | 0 | 0 | 0 | 0 | 0 | 0 | 0 | 0 | 0 | 0 | 0 | 0 | 0 | 0
R: Flush |  |  | 0 | 0 | 0 | 0 | 0 | 0 | 0 | 0 | 0 | 0 | 0 | 0 | 0 | 0 | 0 | 0 | 0 | 0 | 0 | 0 | 0 | 0 | 0 | 0 | 0 | 0 | 0 | 0 | 0 | 0 | 0 | 0
Reagent E |  |  | 0 | 0 | 0 | 0 | 0 | 0 | 0 | 0 | 0 | 0 | 0 | 0 | 0 | 0 | 0 | 0 | 0 | 0 | 0 | 0 | 0 | 0 | 0 | 0 | 0 | 0 | 0 | 0 | 0 | 0 | 0 | 0
Reagent F |  |  | 0 | 0 | 0 | 0 | 0 | 0 | 0 | 0 | 0 | 0 | 0 | 0 | 0 | 0 | 0 | 0 | 0 | 0 | 0 | 0 | 0 | 0 | 0 | 0 | 0 | 0 | 0 | 0 | 0 | 0 | 0 | 0
Reagent G |  |  | 0 | 0 | 0 | 0 | 0 | 0 | 0 | 0 | 0 | 0 | 0 | 0 | 0 | 0 | 0 | 0 | 0 | 0 | 0 | 0 | 0 | 0 | 0 | 0 | 0 | 0 | 0 | 0 | 0 | 0 | 0 | 0
Reagent H |  |  | 0 | 0 | 0 | 0 | 0 | 0 | 0 | 0 | 0 | 0 | 0 | 0 | 0 | 0 | 0 | 0 | 0 | 0 | 0 | 0 | 0 | 0 | 0 | 0 | 0 | 0 | 0 | 0 | 0 | 0 | 0 | 0
Reagent I |  |  | 0 | 0 | 0 | 0 | 0 | 0 | 0 | 0 | 0 | 0 | 0 | 0 | 0 | 0 | 0 | 0 | 0 | 0 | 0 | 0 | 0 | 0 | 0 | 0 | 0 | 0 | 0 | 0 | 0 | 0 | 0 | 0
Reagent J |  |  | 0 | 0 | 0 | 0 | 0 | 0 | 0 | 0 | 0 | 0 | 0 | 0 | 0 | 0 | 0 | 0 | 0 | 0 | 0 | 0 | 0 | 0 | 0 | 0 | 0 | 0 | 0 | 0 | 0 | 0 | 0 | 0
Waste 1 |  |  | 0 | 0 | 0 | 0 | 0 | 0 | 0 | 0 | 0 | 0 | 0 | 0 | 0 | 0 | 0 | 0 | 0 | 0 | 0 | 0 | 0 | 0 | 0 | 0 | 0 | 0 | 0 | 0 | 0 | 0 | 0 | 0
Waste 2 |  |  | 0 | 0 | 0 | 0 | 0 | 0 | 0 | 0 | 0 | 0 | 0 | 0 | 0 | 0 | 0 | 0 | 0 | 0 | 0 | 0 | 0 | 0 | 0 | 0 | 0 | 0 | 0 | 0 | 0 | 0 | 0 | 0
0 |  |  | 0 | 0 | 0 | 0 | 0 | 0 | 0 | 0 | 0 | 0 | 0 | 0 | 0 | 0 | 0 | 0 | 0 | 0 | 0 | 0 | 0 | 0 | 0 | 0 | 0 | 0 | 0 | 0 | 0 | 0 | 0 | 0
Servo axis |  |  | 0 | 0 | 0 | 0 | 0 | 0 | 0 | 0 | 0 | 0 | 0 | 0 | 0 | 0 | 0 | 0 | 0 | 0 | 0 | 0 | 0 | 0 | 0 | 0 | 0 | 0 | 0 | 0 | 0 | 0 | 0 | 0
R Valve axis |  |  | 0 | 0 | 0 | 0 | 0 | 0 | 0 | 0 | 0 | 0 | 0 | 0 | 0 | 0 | 0 | 0 | 0 | 0 | 0 | 0 | 0 | 0 | 0 | 0 | 0 | 0 | 0 | 0 | 0 | 0 | 0 | 0
Discrete (+/-) |  |  | 0 | 0 | 0 | 0 | 0 | 0 | 0 | 0 | 0 | 0 | 0 | 0 | 0 | 0 | 0 | 0 | 0 | 0 | 0 | 0 | 0 | 0 | 0 | 0 | 0 | 0 | 0 | 0 | 0 | 0 | 0 | 0
Contact I/O |  |  | 0 | 0 | 0 | 0 | 0 | 0 | 0 | 0 | 0 | 0 | 0 | 0 | 0 | 0 | 0 | 0 | 0 | 0 | 0 | 0 | 0 | 0 | 0 | 0 | 0 | 0 | 0 | 0 | 0 | 0 | 0 | 0
Analog I/O |  |  | 0 | 0 | 0 | 0 | 0 | 0 | 0 | 0 | 0 | 0 | 0 | 0 | 0 | 0 | 0 | 0 | 0 | 0 | 0 | 0 | 0 | 0 | 0 | 0 | 0 | 0 | 0 | 0 | 0 | 0 | 0 | 0
Digital I/O |  |  | 0 | 0 | 0 | 0 | 0 | 0 | 0 | 0 | 0 | 0 | 0 | 0 | 0 | 0 | 0 | 0 | 0 | 0 | 0 | 0 | 0 | 0 | 0 | 0 | 0 | 0 | 0 | 0 | 0 | 0 | 0 | 0
0 |  |  | 0 | 0 | 0 | 0 | 0 | 0 | 0 | 0 | 0 | 0 | 0 | 0 | 0 | 0 | 0 | 0 | 0 | 0 | 0 | 0 | 0 | 0 | 0 | 0 | 0 | 0 | 0 | 0 | 0 | 0 | 0 | 0
0 |  |  | 29 | 30 | 31 | 32 | 33 | 34 | 35 | 36 | 37 | 38 | 39 | 40 | 41 | 42 | 43 | 44 | 45 | 46 | 47 | 48 | 49 | 50 | 51 | 52 | 53 | 54 | 55 | 56 | 57 | 58 | 59 | 60
Internal Out Req
Ports
Tubing
0
Pumping
Valving
Space |  |  | 53: 590; 54: ml; 55: 2520; 56: ml
Mass | bar: 53 to 56
Max dP
Lysate Vol
0
Arch Type A
Arch Type B
Arch Type C
0
Reuse
Clean
Replace
Duplicate
R: WTF
R: Buffer
R: Pickle Juice
R: Flush
Reagent E
Reagent F
Reagent G
Reagent H
Reagent I
Reagent J
Waste 1
Waste 2
0
Servo axis
R Valve axis
Discrete (+/-)
Contact I/O
Analog I/O
Digital I/O
0
0 |  |  | 29 | 30 | 31 | 32 | 33 | 34 | 35 | 36 | 37 | 38 | 39 | 40 | 41 | 42 | 43 | 44 | 45 | 46 | 47 | 48 | 49 | 50 | 51 | 52 | 53 | 54 | 55 | 56 | 57 | 58 | 59 | 60
|  |  | 0 | 0 | 0 | 0 | 0 | 0 | 0 | 0 | 0 | 0 | 0 | 0 | 0 | 0 | 0 | 0 | 0 | 0 | 0 | 0 | 0 | 0 | 0 | 0 | 0 | 0 | 0 | 0 | 0 | 0 | 0 | 0
Platform
Volume /mass of each platform device, interface or context sensor that consumes ESP budget.

## Control
|  |  | Dwarves |  | R-valve |  | Servo Harnesses |  | Rvalve Harness |  | Discrete Harness |  | Contact I/O Harness |  | Analog I/O Harness |  | Digital I/O Harness
Volume, mL | 728.7 |  | 360 |  | 180 |  | 76.8 |  | 57.6 |  | 16.2 |  | 8.1 |  | 22.5 |  | 7.5
x |  |  | 2 |  | 1 |  | 4 |  | 3 |  | 6 |  | 3 |  | 3 |  | 1
m |  |  | 180 | cc | 180 | cc | 19.2 | cc | 19.2 | cc | 2.7 | cc | 2.7 | cc | 7.5 | cc | 7.5 | cc
b
Min for S Axis |  |  | 2
Min for Rvalve |  |  | 1 |  | 1
Min for Discrete |  |  |  |  | 1
Mass, kg
Output calculations
Servo axis |  |  | 1 |  | 1 |  | 0 |  | 0 |  | 0 |  | 0 |  | 1 |  | 0 |  | 0 |  | 0 |  | 0 |  | 1 |  | 0 |  | 0 |  | 0 |  | 4
R Valve axis |  |  | 0 |  | 2 |  | 0 |  | 0 |  | 0 |  | 0 |  | 1 |  | 0 |  | 0 |  | 0 |  | 0 |  | 0 |  | 0 |  | 0 |  | 0 |  | 3
Discrete (+/-) |  |  | 1 |  | 2 |  | 0 |  | 0 |  | 0 |  | 0 |  | 0 |  | 3 |  | 0 |  | 0 |  | 0 |  | 0 |  | 0 |  | 0 |  | 0 |  | 6
Contact I/O |  |  | 1 |  | 2 |  | 0 |  | 0 |  | 0 |  | 0 |  | 0 |  | 0 |  | 0 |  | 0 |  | 0 |  | 0 |  | 0 |  | 0 |  | 0 |  | 3
Analog I/O |  |  | 0 |  | 0 |  | 0 |  | 2 |  | 1 |  | 0 |  | 0 |  | 0 |  | 0 |  | 0 |  | 0 |  | 0 |  | 0 |  | 0 |  | 0 |  | 3
Digital I/O |  |  | 0 |  | 0 |  | 0 |  | 0 |  | 0 |  | 0 |  | 0 |  | 0 |  | 0 |  | 0 |  | 0 |  | 1 |  | 0 |  | 0 |  | 0 |  | 1
0
0
| Draft | 0 | Sequester | 0 | Isolation | 0 | Filter | 0 | Filter Pump | 0 | Lyse, Sample Prep | 0 | Reagent Storage | 0 | Reagent Dosing | 0 | Transfer to AM | 0 | Archive | 0 | Archive Preservation | 0 | Archive Storage | 0 | Repeat | 0 | Pressure Housing | 0 | Total ESP Envelop | 0 | Platform | 0 | Control | 0
Functional Req
Seq Volume
Acquisition Time
Particle Size
Filter Rate
Cross Contamination
Open Depth
Max Depth
Lysate volume
Lyse methods
Reagent number
Qty AM's
Archive methods
Qty Filter events
Qty Archive events
0
0
0
Max AUV Extension
Req'd AUV equip vol
Req'd AUV equip mass
AM vol
AM mass
0
0
0
0
0
0
0
Internal In Req
Ports |  |  | 0 | 0 | 0 | 0 | 0 | 0 | 0 | 0 | 0 | 0 | 0 | 0 | 0 | 0 | 0 | 0 | 0 | 0 | 0 | 0 | 0 | 0 | 0 | 0 | 0 | 0 | 0 | 0 | 0 | 0 | 0 | 0
Tubing |  |  | 0 | 0 | 0 | 0 | 0 | 0 | 0 | 0 | 0 | 0 | 0 | 0 | 0 | 0 | 0 | 0 | 0 | 0 | 0 | 0 | 0 | 0 | 0 | 0 | 0 | 0 | 0 | 0 | 0 | 0 | 0 | 0
0 |  |  | 0 | 0 | 0 | 0 | 0 | 0 | 0 | 0 | 0 | 0 | 0 | 0 | 0 | 0 | 0 | 0 | 0 | 0 | 0 | 0 | 0 | 0 | 0 | 0 | 0 | 0 | 0 | 0 | 0 | 0 | 0 | 0
Pumping |  |  | 0 | 0 | 0 | 0 | 0 | 0 | 0 | 0 | 0 | 0 | 0 | 0 | 0 | 0 | 0 | 0 | 0 | 0 | 0 | 0 | 0 | 0 | 0 | 0 | 0 | 0 | 0 | 0 | 0 | 0 | 0 | 0
Valving |  |  | 0 | 0 | 0 | 0 | 0 | 0 | 0 | 0 | 0 | 0 | 0 | 0 | 0 | 0 | 0 | 0 | 0 | 0 | 0 | 0 | 0 | 0 | 0 | 0 | 0 | 0 | 0 | 0 | 0 | 0 | 0 | 0
Space |  |  | 0 | 0 | 0 | 0 | 0 | 0 | 0 | 0 | 0 | 0 | 0 | 0 | 0 | 0 | 0 | 0 | 0 | 0 | 0 | 0 | 0 | 0 | 0 | 0 | 0 | 0 | 0 | 0 | 0 | 0 | 0 | 0
Mass |  |  | 0 | 0 | 0 | 0 | 0 | 0 | 0 | 0 | 0 | 0 | 0 | 0 | 0 | 0 | 0 | 0 | 0 | 0 | 0 | 0 | 0 | 0 | 0 | 0 | 0 | 0 | 0 | 0 | 0 | 0 | 0 | 0
Max dP |  |  | 0 | 0 | 0 | 0 | 0 | 0 | 0 | 0 | 0 | 0 | 0 | 0 | 0 | 0 | 0 | 0 | 0 | 0 | 0 | 0 | 0 | 0 | 0 | 0 | 0 | 0 | 0 | 0 | 0 | 0 | 0 | 0
Lysate Vol |  |  | 0 | 0 | 0 | 0 | 0 | 0 | 0 | 0 | 0 | 0 | 0 | 0 | 0 | 0 | 0 | 0 | 0 | 0 | 0 | 0 | 0 | 0 | 0 | 0 | 0 | 0 | 0 | 0 | 0 | 0 | 0 | 0
0 |  |  | 0 | 0 | 0 | 0 | 0 | 0 | 0 | 0 | 0 | 0 | 0 | 0 | 0 | 0 | 0 | 0 | 0 | 0 | 0 | 0 | 0 | 0 | 0 | 0 | 0 | 0 | 0 | 0 | 0 | 0 | 0 | 0
Arch Type A |  |  | 0 | 0 | 0 | 0 | 0 | 0 | 0 | 0 | 0 | 0 | 0 | 0 | 0 | 0 | 0 | 0 | 0 | 0 | 0 | 0 | 0 | 0 | 0 | 0 | 0 | 0 | 0 | 0 | 0 | 0 | 0 | 0
Arch Type B |  |  | 0 | 0 | 0 | 0 | 0 | 0 | 0 | 0 | 0 | 0 | 0 | 0 | 0 | 0 | 0 | 0 | 0 | 0 | 0 | 0 | 0 | 0 | 0 | 0 | 0 | 0 | 0 | 0 | 0 | 0 | 0 | 0
Arch Type C |  |  | 0 | 0 | 0 | 0 | 0 | 0 | 0 | 0 | 0 | 0 | 0 | 0 | 0 | 0 | 0 | 0 | 0 | 0 | 0 | 0 | 0 | 0 | 0 | 0 | 0 | 0 | 0 | 0 | 0 | 0 | 0 | 0
0 |  |  | 0 | 0 | 0 | 0 | 0 | 0 | 0 | 0 | 0 | 0 | 0 | 0 | 0 | 0 | 0 | 0 | 0 | 0 | 0 | 0 | 0 | 0 | 0 | 0 | 0 | 0 | 0 | 0 | 0 | 0 | 0 | 0
Reuse |  |  | 0 | 0 | 0 | 0 | 0 | 0 | 0 | 0 | 0 | 0 | 0 | 0 | 0 | 0 | 0 | 0 | 0 | 0 | 0 | 0 | 0 | 0 | 0 | 0 | 0 | 0 | 0 | 0 | 0 | 0 | 0 | 0
Clean |  |  | 0 | 0 | 0 | 0 | 0 | 0 | 0 | 0 | 0 | 0 | 0 | 0 | 0 | 0 | 0 | 0 | 0 | 0 | 0 | 0 | 0 | 0 | 0 | 0 | 0 | 0 | 0 | 0 | 0 | 0 | 0 | 0
Replace |  |  | 0 | 0 | 0 | 0 | 0 | 0 | 0 | 0 | 0 | 0 | 0 | 0 | 0 | 0 | 0 | 0 | 0 | 0 | 0 | 0 | 0 | 0 | 0 | 0 | 0 | 0 | 0 | 0 | 0 | 0 | 0 | 0
Duplicate |  |  | 0 | 0 | 0 | 0 | 0 | 0 | 0 | 0 | 0 | 0 | 0 | 0 | 0 | 0 | 0 | 0 | 0 | 0 | 0 | 0 | 0 | 0 | 0 | 0 | 0 | 0 | 0 | 0 | 0 | 0 | 0 | 0
R: WTF |  |  | 0 | 0 | 0 | 0 | 0 | 0 | 0 | 0 | 0 | 0 | 0 | 0 | 0 | 0 | 0 | 0 | 0 | 0 | 0 | 0 | 0 | 0 | 0 | 0 | 0 | 0 | 0 | 0 | 0 | 0 | 0 | 0
R: Buffer |  |  | 0 | 0 | 0 | 0 | 0 | 0 | 0 | 0 | 0 | 0 | 0 | 0 | 0 | 0 | 0 | 0 | 0 | 0 | 0 | 0 | 0 | 0 | 0 | 0 | 0 | 0 | 0 | 0 | 0 | 0 | 0 | 0
R: Pickle Juice |  |  | 0 | 0 | 0 | 0 | 0 | 0 | 0 | 0 | 0 | 0 | 0 | 0 | 0 | 0 | 0 | 0 | 0 | 0 | 0 | 0 | 0 | 0 | 0 | 0 | 0 | 0 | 0 | 0 | 0 | 0 | 0 | 0
R: Flush |  |  | 0 | 0 | 0 | 0 | 0 | 0 | 0 | 0 | 0 | 0 | 0 | 0 | 0 | 0 | 0 | 0 | 0 | 0 | 0 | 0 | 0 | 0 | 0 | 0 | 0 | 0 | 0 | 0 | 0 | 0 | 0 | 0
Reagent E |  |  | 0 | 0 | 0 | 0 | 0 | 0 | 0 | 0 | 0 | 0 | 0 | 0 | 0 | 0 | 0 | 0 | 0 | 0 | 0 | 0 | 0 | 0 | 0 | 0 | 0 | 0 | 0 | 0 | 0 | 0 | 0 | 0
Reagent F |  |  | 0 | 0 | 0 | 0 | 0 | 0 | 0 | 0 | 0 | 0 | 0 | 0 | 0 | 0 | 0 | 0 | 0 | 0 | 0 | 0 | 0 | 0 | 0 | 0 | 0 | 0 | 0 | 0 | 0 | 0 | 0 | 0
Reagent G |  |  | 0 | 0 | 0 | 0 | 0 | 0 | 0 | 0 | 0 | 0 | 0 | 0 | 0 | 0 | 0 | 0 | 0 | 0 | 0 | 0 | 0 | 0 | 0 | 0 | 0 | 0 | 0 | 0 | 0 | 0 | 0 | 0
Reagent H |  |  | 0 | 0 | 0 | 0 | 0 | 0 | 0 | 0 | 0 | 0 | 0 | 0 | 0 | 0 | 0 | 0 | 0 | 0 | 0 | 0 | 0 | 0 | 0 | 0 | 0 | 0 | 0 | 0 | 0 | 0 | 0 | 0
Reagent I |  |  | 0 | 0 | 0 | 0 | 0 | 0 | 0 | 0 | 0 | 0 | 0 | 0 | 0 | 0 | 0 | 0 | 0 | 0 | 0 | 0 | 0 | 0 | 0 | 0 | 0 | 0 | 0 | 0 | 0 | 0 | 0 | 0
Reagent J |  |  | 0 | 0 | 0 | 0 | 0 | 0 | 0 | 0 | 0 | 0 | 0 | 0 | 0 | 0 | 0 | 0 | 0 | 0 | 0 | 0 | 0 | 0 | 0 | 0 | 0 | 0 | 0 | 0 | 0 | 0 | 0 | 0
Waste 1 |  |  | 0 | 0 | 0 | 0 | 0 | 0 | 0 | 0 | 0 | 0 | 0 | 0 | 0 | 0 | 0 | 0 | 0 | 0 | 0 | 0 | 0 | 0 | 0 | 0 | 0 | 0 | 0 | 0 | 0 | 0 | 0 | 0
Waste 2 |  |  | 0 | 0 | 0 | 0 | 0 | 0 | 0 | 0 | 0 | 0 | 0 | 0 | 0 | 0 | 0 | 0 | 0 | 0 | 0 | 0 | 0 | 0 | 0 | 0 | 0 | 0 | 0 | 0 | 0 | 0 | 0 | 0
0 |  |  | 0 | 0 | 0 | 0 | 0 | 0 | 0 | 0 | 0 | 0 | 0 | 0 | 0 | 0 | 0 | 0 | 0 | 0 | 0 | 0 | 0 | 0 | 0 | 0 | 0 | 0 | 0 | 0 | 0 | 0 | 0 | 0
Servo axis |  |  | 1 | ea | 1 | ea | 0 | 0 | 0 | ea | 0 | ea | 0 | 0 | 1 | ea | 0 | ea | 0 | 0 | 0 | ea | 0 | 0 | 1 | ea | 0 | 0 | 0 | 0 | 0 | 0 | 0 | 0
R Valve axis |  |  | 0 | ea | 2 | ea | 0 | 0 | 0 | ea | 0 | ea | 0 | 0 | 1 | ea | 0 | ea | 0 | 0 | 0 | ea | 0 | 0 | 0 | ea | 0 | 0 | 0 | 0 | 0 | 0 | 0 | 0
Discrete (+/-) |  |  | 1 | ea | 2 | ea | 0 | 0 | 0 | ea | 0 | ea | 0 | 0 | 0 | ea | 3 | ea | 0 | 0 | 0 | ea | 0 | 0 | 0 | ea | 0 | 0 | 0 | 0 | 0 | 0 | 0 | 0
Contact I/O |  |  | 1 | ea | 2 | ea | 0 | 0 | 0 | ea | 0 | ea | 0 | 0 | 0 | ea | 0 | ea | 0 | 0 | 0 | ea | 0 | 0 | 0 | ea | 0 | 0 | 0 | 0 | 0 | 0 | 0 | 0
Analog I/O |  |  | 0 | ea | 0 | ea | 0 | 0 | 2 | ea | 1 | ea | 0 | 0 | 0 | ea | 0 | ea | 0 | 0 | 0 | ea | 0 | 0 | 0 | ea | 0 | 0 | 0 | 0 | 0 | 0 | 0 | 0
Digital I/O |  |  | 0 | ea | 0 | ea | 0 | 0 | 0 | ea | 0 | ea | 0 | 0 | 0 | ea | 0 | ea | 0 | 0 | 0 | ea | 0 | 0 | 1 | ea | 0 | 0 | 0 | 0 | 0 | 0 | 0 | 0
0 |  |  | 0 | 0 | 0 | 0 | 0 | 0 | 0 | 0 | 0 | 0 | 0 | 0 | 0 | 0 | 0 | 0 | 0 | 0 | 0 | 0 | 0 | 0 | 0 | 0 | 0 | 0 | 0 | 0 | 0 | 0 | 0 | 0
0 |  |  | 31 | 32 | 33 | 34 | 35 | 36 | 37 | 38 | 39 | 40 | 41 | 42 | 43 | 44 | 45 | 46 | 47 | 48 | 49 | 50 | 51 | 52 | 53 | 54 | 55 | 56 | 57 | 58 | 59 | 60 | 61 | 62
Internal Out Req
Ports
Tubing
0
Pumping
Valving
Space |  |  | 55: 728.7; 56: cc; 58: cc
Mass | bar: 55 to 58
Max dP
Lysate Vol
0
Arch Type A
Arch Type B
Arch Type C
0
Reuse
Clean
Replace
Duplicate
R: WTF
R: Buffer
R: Pickle Juice
R: Flush
Reagent E
Reagent F
Reagent G
Reagent H
Reagent I
Reagent J
Waste 1
Waste 2
0
Servo axis
R Valve axis
Discrete (+/-)
Contact I/O
Analog I/O
Digital I/O
0
0 |  |  | 31 | 32 | 33 | 34 | 35 | 36 | 37 | 38 | 39 | 40 | 41 | 42 | 43 | 44 | 45 | 46 | 47 | 48 | 49 | 50 | 51 | 52 | 53 | 54 | 55 | 56 | 57 | 58 | 59 | 60 | 61 | 62
|  |  | 0 | 0 | 0 | 0 | 0 | 0 | 0 | 0 | 0 | 0 | 0 | 0 | 0 | 0 | 0 | 0 | 0 | 0 | 0 | 0 | 0 | 0 | 0 | 0 | 0 | 0 | 0 | 0 | 0 | 0 | 0 | 0
Control
Cards and cable harnesses inside the dry housing.
Also sensors