## COST SUMMARY
Vol
Total Wet Vol
Ttoal Dry Vol | 20000 | 40% margin
AM Reserved Vol | 6000
Remaining Dry | 1115
Free | 5.575%
Total ESP Envelop | 8080
Pressure Housing | 12885
Sequester | 1040
Isolation | 420
Filter | 562.5
Filter Pump | 172.5
Lyse, Sample Prep | 60
Reagent Storage | 2140
Reagent Dosing | 150
Transfer to AM | 473.75
Archive | 93.75
Archive Preservation | 0
Archive Storage | 0
Repeat | 415
Platform | 590
Control | 1365

## Cost Ref
|  |  | Vici Rotary valve | Improved ViciR valve | Nest Possible Vici Valve |  | Burkert Bulkhead Valve | Burkert 6604 valve stack | Burkert 4.5mm valve stack |  | Syringe Pump |  | Clamp | Heater |  | Manip | Combined Carousel | Carousel | Carousel Drive | Elevator | More Elevator | Bag hanger | Bag Additional | Waste | Servo Axis (Dwarf) | Absolute axis (R Valve) | Latching Solenoids | Sensor Board | Heater Driver | Sleepy
Unit Dimensions | x | mm | 170 |  |  |  | 34 | 75 |  |  | 244 |  | 220 | 50 |  | 170 |  | 140 |  | 35 |  | 18 |  |  | 100 | 100 | 100 | 100 | 50 | 400
| y | mm | 64 |  |  |  | 87 | 15 |  |  | 55 |  | 50 | 50 |  | 115 |  | 140 |  | 55 |  | 132 |  |  | 100 | 100 | 100 | 80 | 75 | 320
| z | mm | 45 |  |  |  | 55 | 46 |  |  | 75 |  | 90 | 40 |  | 95 |  | 16 |  | 16 |  | 350 |  |  | 18 | 18 | 18 | 18 | 35 | 50
Base Dimensions | x | [6 empty] | 75 | [9 empty] | 150 |  | 80 | 90
| y | [6 empty] | 25 | [9 empty] | 150 |  | 80 | 50
| z | [6 empty] | 46 | [9 empty] | 36 |  | 60 | 60
[25 empty] | 180 | 180 | 180 | 144 | 131.25 | 6400
Volume Cost
| m | [6 empty] | 51.75 |  |  | 1006.5 |  | 990
X
| b | [6 empty] | 86.25 |  |  | 0 |  | 0
Mass Cost | m
X
n
Test |  | inpuy | 5 |  |  |  | 2 | 8 |  |  | 2 |  | 1 | 1 |  | 1 | 132 |  |  |  |  | 10 | 3500 | 3500 | 10 | 5 | 10 | 1 | 1 | 1
|  |  | 0 | 0 | 0 | 0 | 0 | 500.25 | 0 | 0 | 2013 | 0 | 990 | 0 | 0 | 0 | 0 |  |  |  |  | 0 | 0 | 0 | 0 | 0 | 0 | 0 | 0 | 0 | 3503.25

## Seq
|  | Syringe, mechanism and motor |  | Seq Isolation valves |  | Cabling |  | Elect penetrator
Dry Volume, mL | [23 empty] | 0
m
x
b | [23 empty] | 0
Dups
Wet Volume, mL | 1040 | 850 |  | 50 |  | 30 |  | 110
m |  | 3 |  | 1 | ports
x |  | 250 | ml | 50 | cc |  | ml |  | ml
b |  | 100 | ml | 0 | ml | 30 | ml | 110 | ml
Dups |  | 1 | times | 1 | times | 1 | times | 1 | times
Mass, kg
Output calculations
[28 empty] | 5 | sq cm per fluid port
[28 empty] | 13 | sq cm per elect pen
| Draft | Sequester |  | Isolation |  | Filter |  | Filter Pump |  | Lyse, Sample Prep |  | Reagent Storage |  | Reagent Dosing |  | Transfer to AM |  | Archive |  | Archive Preservation |  | Archive Storage |  | Repeat |  | Pressure Housing |  | Total ESP Envelop |  | Platform |  | Control
Functional Req
Seq Volume |  | 250 | mL
Acquisition Time |  | 60 | sec
Particle Size |  | 0.5 | mm
Filter Rate |  |  | min
Cross Contamination |  |  | X
Open Depth
Max Depth
Lysate volume
Lyse methods
Reagent number
Qty AM's
Archive methods
Qty Filter events
Qty Archive events
Max AUV Extension
Req'd AUV equip vol
Req'd AUV equip mass
AM vol
AM mass
Internal In Req
Ports |  | 0 | 0 | 0 | 0 | 0 | 0 | 0 | 0 | 0 | 0 | 0 | 0 | 0 | 0 | 0 | 0 | 0 | 0 | 0 | 0 | 0 | 0 | 0 | 0 | 0 | 0 | 0 | 0 | 0 | 0 | 0 | 0
Tubing |  | 0 | 0 | 0 | 0 | 0 | 0 | 0 | 0 | 0 | 0 | 0 | 0 | 0 | 0 | 0 | 0 | 0 | 0 | 0 | 0 | 0 | 0 | 0 | 0 | 0 | 0 | 0 | 0 | 0 | 0 | 0 | 0
0 |  | 0 | 0 | 0 | 0 | 0 | 0 | 0 | 0 | 0 | 0 | 0 | 0 | 0 | 0 | 0 | 0 | 0 | 0 | 0 | 0 | 0 | 0 | 0 | 0 | 0 | 0 | 0 | 0 | 0 | 0 | 0 | 0
Pumping |  | 0 | 0 | 0 | 0 | 0 | 0 | 0 | 0 | 0 | 0 | 0 | 0 | 0 | 0 | 0 | 0 | 0 | 0 | 0 | 0 | 0 | 0 | 0 | 0 | 0 | 0 | 0 | 0 | 0 | 0 | 0 | 0
Valving |  | 0 | 0 | 0 | 0 | 0 | 0 | 0 | 0 | 0 | 0 | 0 | 0 | 0 | 0 | 0 | 0 | 0 | 0 | 0 | 0 | 0 | 0 | 0 | 0 | 0 | 0 | 0 | 0 | 0 | 0 | 0 | 0
Space |  | 0 | 0 | 0 | 0 | 0 | 0 | 0 | 0 | 0 | 0 | 0 | 0 | 0 | 0 | 0 | 0 | 0 | 0 | 0 | 0 | 0 | 0 | 0 | 0 | 0 | 0 | 0 | 0 | 0 | 0 | 0 | 0
Mass |  | 0 | 0 | 0 | 0 | 0 | 0 | 0 | 0 | 0 | 0 | 0 | 0 | 0 | 0 | 0 | 0 | 0 | 0 | 0 | 0 | 0 | 0 | 0 | 0 | 0 | 0 | 0 | 0 | 0 | 0 | 0 | 0
Max dP |  | 0 | 0 | 0 | 0 | 0 | 0 | 0 | 0 | 0 | 0 | 0 | 0 | 0 | 0 | 0 | 0 | 0 | 0 | 0 | 0 | 0 | 0 | 0 | 0 | 0 | 0 | 0 | 0 | 0 | 0 | 0 | 0
Lysate Vol |  | 0 | 0 | 0 | 0 | 0 | 0 | 0 | 0 | 0 | 0 | 0 | 0 | 0 | 0 | 0 | 0 | 0 | 0 | 0 | 0 | 0 | 0 | 0 | 0 | 0 | 0 | 0 | 0 | 0 | 0 | 0 | 0
0 |  | 0 | 0 | 0 | 0 | 0 | 0 | 0 | 0 | 0 | 0 | 0 | 0 | 0 | 0 | 0 | 0 | 0 | 0 | 0 | 0 | 0 | 0 | 0 | 0 | 0 | 0 | 0 | 0 | 0 | 0 | 0 | 0
Arch Type A |  | 0 | 0 | 0 | 0 | 0 | 0 | 0 | 0 | 0 | 0 | 0 | 0 | 0 | 0 | 0 | 0 | 0 | 0 | 0 | 0 | 0 | 0 | 0 | 0 | 0 | 0 | 0 | 0 | 0 | 0 | 0 | 0
Arch Type B |  | 0 | 0 | 0 | 0 | 0 | 0 | 0 | 0 | 0 | 0 | 0 | 0 | 0 | 0 | 0 | 0 | 0 | 0 | 0 | 0 | 0 | 0 | 0 | 0 | 0 | 0 | 0 | 0 | 0 | 0 | 0 | 0
Arch Type C |  | 0 | 0 | 0 | 0 | 0 | 0 | 0 | 0 | 0 | 0 | 0 | 0 | 0 | 0 | 0 | 0 | 0 | 0 | 0 | 0 | 0 | 0 | 0 | 0 | 0 | 0 | 0 | 0 | 0 | 0 | 0 | 0
0 |  | 0 | 0 | 0 | 0 | 0 | 0 | 0 | 0 | 0 | 0 | 0 | 0 | 0 | 0 | 0 | 0 | 0 | 0 | 0 | 0 | 0 | 0 | 0 | 0 | 0 | 0 | 0 | 0 | 0 | 0 | 0 | 0
Reuse |  | 0 | 0 | 0 | 0 | 0 | 0 | 0 | 0 | 0 | 0 | 0 | 0 | 0 | 0 | 0 | 0 | 0 | 0 | 0 | 0 | 0 | 0 | 0 | 0 | 0 | 0 | 0 | 0 | 0 | 0 | 0 | 0
Clean |  | 0 | 0 | 0 | 0 | 0 | 0 | 0 | 0 | 0 | 0 | 0 | 0 | 0 | 0 | 0 | 0 | 0 | 0 | 0 | 0 | 0 | 0 | 0 | 0 | 0 | 0 | 0 | 0 | 0 | 0 | 0 | 0
Replace |  | 0 | 0 | 0 | 0 | 0 | 0 | 0 | 0 | 0 | 0 | 0 | 0 | 0 | 0 | 0 | 0 | 0 | 0 | 0 | 0 | 0 | 0 | 0 | 0 | 0 | 0 | 0 | 0 | 0 | 0 | 0 | 0
Duplicate |  | 0 | 0 | 0 | 0 | 0 | 0 | 0 | 0 | 0 | 0 | 0 | 0 | 0 | 0 | 0 | 0 | 0 | 0 | 0 | 0 | 0 | 0 | 1 | times | 0 | 0 | 0 | 0 | 0 | 0 | 0 | 0
R: WTF |  | 0 | 0 | 0 | 0 | 0 | 0 | 0 | 0 | 0 | 0 | 0 | 0 | 0 | 0 | 0 | 0 | 0 | 0 | 0 | 0 | 0 | 0 | 0 | 0 | 0 | 0 | 0 | 0 | 0 | 0 | 0 | 0
R: Buffer |  | 0 | 0 | 0 | 0 | 0 | 0 | 0 | 0 | 0 | 0 | 0 | 0 | 0 | 0 | 0 | 0 | 0 | 0 | 0 | 0 | 0 | 0 | 0 | 0 | 0 | 0 | 0 | 0 | 0 | 0 | 0 | 0
R: Pickle Juice |  | 0 | 0 | 0 | 0 | 0 | 0 | 0 | 0 | 0 | 0 | 0 | 0 | 0 | 0 | 0 | 0 | 0 | 0 | 0 | 0 | 0 | 0 | 0 | 0 | 0 | 0 | 0 | 0 | 0 | 0 | 0 | 0
R: Flush |  | 0 | 0 | 0 | 0 | 0 | 0 | 0 | 0 | 0 | 0 | 0 | 0 | 0 | 0 | 0 | 0 | 0 | 0 | 0 | 0 | 0 | 0 | 0 | 0 | 0 | 0 | 0 | 0 | 0 | 0 | 0 | 0
Reagent E |  | 0 | 0 | 0 | 0 | 0 | 0 | 0 | 0 | 0 | 0 | 0 | 0 | 0 | 0 | 0 | 0 | 0 | 0 | 0 | 0 | 0 | 0 | 0 | 0 | 0 | 0 | 0 | 0 | 0 | 0 | 0 | 0
Reagent F |  | 0 | 0 | 0 | 0 | 0 | 0 | 0 | 0 | 0 | 0 | 0 | 0 | 0 | 0 | 0 | 0 | 0 | 0 | 0 | 0 | 0 | 0 | 0 | 0 | 0 | 0 | 0 | 0 | 0 | 0 | 0 | 0
Reagent G |  | 0 | 0 | 0 | 0 | 0 | 0 | 0 | 0 | 0 | 0 | 0 | 0 | 0 | 0 | 0 | 0 | 0 | 0 | 0 | 0 | 0 | 0 | 0 | 0 | 0 | 0 | 0 | 0 | 0 | 0 | 0 | 0
Reagent H |  | 0 | 0 | 0 | 0 | 0 | 0 | 0 | 0 | 0 | 0 | 0 | 0 | 0 | 0 | 0 | 0 | 0 | 0 | 0 | 0 | 0 | 0 | 0 | 0 | 0 | 0 | 0 | 0 | 0 | 0 | 0 | 0
Reagent I |  | 0 | 0 | 0 | 0 | 0 | 0 | 0 | 0 | 0 | 0 | 0 | 0 | 0 | 0 | 0 | 0 | 0 | 0 | 0 | 0 | 0 | 0 | 0 | 0 | 0 | 0 | 0 | 0 | 0 | 0 | 0 | 0
Reagent J |  | 0 | 0 | 0 | 0 | 0 | 0 | 0 | 0 | 0 | 0 | 0 | 0 | 0 | 0 | 0 | 0 | 0 | 0 | 0 | 0 | 0 | 0 | 0 | 0 | 0 | 0 | 0 | 0 | 0 | 0 | 0 | 0
Waste 1 |  | 0 | 0 | 0 | 0 | 0 | 0 | 0 | 0 | 0 | 0 | 0 | 0 | 0 | 0 | 0 | 0 | 0 | 0 | 0 | 0 | 0 | 0 | 0 | 0 | 0 | 0 | 0 | 0 | 0 | 0 | 0 | 0
Waste 2 |  | 0 | 0 | 0 | 0 | 0 | 0 | 0 | 0 | 0 | 0 | 0 | 0 | 0 | 0 | 0 | 0 | 0 | 0 | 0 | 0 | 0 | 0 | 0 | 0 | 0 | 0 | 0 | 0 | 0 | 0 | 0 | 0
0 |  | 0 | 0 | 0 | 0 | 0 | 0 | 0 | 0 | 0 | 0 | 0 | 0 | 0 | 0 | 0 | 0 | 0 | 0 | 0 | 0 | 0 | 0 | 0 | 0 | 0 | 0 | 0 | 0 | 0 | 0 | 0 | 0
Servo axis |  | 0 | 0 | 0 | 0 | 0 | 0 | 0 | 0 | 0 | 0 | 0 | 0 | 0 | 0 | 0 | 0 | 0 | 0 | 0 | 0 | 0 | 0 | 0 | 0 | 0 | 0 | 0 | 0 | 0 | 0 | 0 | 0
R Valve axis |  | 0 | 0 | 0 | 0 | 0 | 0 | 0 | 0 | 0 | 0 | 0 | 0 | 0 | 0 | 0 | 0 | 0 | 0 | 0 | 0 | 0 | 0 | 0 | 0 | 0 | 0 | 0 | 0 | 0 | 0 | 0 | 0
Discrete (+/-) |  | 0 | 0 | 0 | 0 | 0 | 0 | 0 | 0 | 0 | 0 | 0 | 0 | 0 | 0 | 0 | 0 | 0 | 0 | 0 | 0 | 0 | 0 | 0 | 0 | 0 | 0 | 0 | 0 | 0 | 0 | 0 | 0
Contact I/O |  | 0 | 0 | 0 | 0 | 0 | 0 | 0 | 0 | 0 | 0 | 0 | 0 | 0 | 0 | 0 | 0 | 0 | 0 | 0 | 0 | 0 | 0 | 0 | 0 | 0 | 0 | 0 | 0 | 0 | 0 | 0 | 0
Analog I/O |  | 0 | 0 | 0 | 0 | 0 | 0 | 0 | 0 | 0 | 0 | 0 | 0 | 0 | 0 | 0 | 0 | 0 | 0 | 0 | 0 | 0 | 0 | 0 | 0 | 0 | 0 | 0 | 0 | 0 | 0 | 0 | 0
Digital I/O |  | 0 | 0 | 0 | 0 | 0 | 0 | 0 | 0 | 0 | 0 | 0 | 0 | 0 | 0 | 0 | 0 | 0 | 0 | 0 | 0 | 0 | 0 | 0 | 0 | 0 | 0 | 0 | 0 | 0 | 0 | 0 | 0
0 |  | 0 | 0 | 0 | 0 | 0 | 0 | 0 | 0 | 0 | 0 | 0 | 0 | 0 | 0 | 0 | 0 | 0 | 0 | 0 | 0 | 0 | 0 | 0 | 0 | 0 | 0 | 0 | 0 | 0 | 0 | 0 | 0
|  | 1 | 2 | 3 | 4 | 5 | 6 | 7 | 8 | 9 | 10 | 11 | 12 | 13 | 14 | 15 | 16 | 17 | 18 | 19 | 20 | 21 | 22 | 23 | 24 | 25 | 26 | 27 | 28 | 29 | 30 | 31 | 32
Internal Out Req
Ports |  | 3: 2; 4: qty; 27: 23; 28: sqcm
Tubing
Pumping
Valving
Space |  | 25: 0; 26: cu-in; 27: 1040; 28: mL
Mass | bar: 25 to 28
Max dP
Lysate Vol
Arch Type A
Arch Type B
Arch Type C
Reuse |  | 24: times
Clean |  | 24: times
Replace |  | 24: times
Duplicate |  | 23: 1; 24: times
R: WTF
R: Buffer
R: Pickle Juice
R: Flush
Reagent E
Reagent F
Reagent G
Reagent H
Reagent I
Reagent J
Waste 1
Waste 2
Servo axis | bar: 31 to 32
R Valve axis | bar: 31 to 32
Discrete (+/-) | bar: 31 to 32
Contact I/O | bar: 31 to 32
Analog I/O | bar: 31 to 32
Digital I/O | bar: 31 to 32
|  | 1 | 2 | 3 | 4 | 5 | 6 | 7 | 8 | 9 | 10 | 11 | 12 | 13 | 14 | 15 | 16 | 17 | 18 | 19 | 20 | 21 | 22 | 23 | 24 | 25 | 26 | 27 | 28 | 29 | 30 | 31 | 32
|  | 0 | 0 | 0 | 0 | 0 | 0 | 0 | 0 | 0 | 0 | 0 | 0 | 0 | 0 | 0 | 0 | 0 | 0 | 0 | 0 | 0 | 0 | 0 | 0 | 0 | 0 | 0 | 0 | 0 | 0 | 0 | 0
Sequester:
A syringe based system
Min motor/actuator :50 cc
Linear slope: 3 ( Actuator and motor is 2x times the cylinder stroke.)
Reuse w/o cleaning
Solenoid valve shut off when sampling.
Duplicates entire assembly
Outputs:
13 sqcm per E pentrator
5 sq cm per fluid port

## Iso
|  |  | Bulkhead valves |  | R valves |  | Solenoid Pack
Dry Volume, mL | 420 |  | 100 |  | 0 |  | 320 | [17 empty] | 0
m |  |  | 2 | ports | 0 | ea | 30 | ea
x |  |  | 50 | cc | 490 | cc | 10 | cc
b |  |  | 0 | ml | 0 | ml | 20 | ml | [16 empty] | 0
Dups |  |  | 1 | times | 1 | times | 1 | times
Wet Volume, mL | 0
m
x
b
Dups
Mass, kg
Output calculations
|  |  | 0 | sampling ports | [24 empty] | 5 | sq cm per fluid port
|  |  | 2 | seq ports
| Draft | 0 | Sequester | 0 | Isolation | 0 | Filter | 0 | Filter Pump | 0 | Lyse, Sample Prep | 0 | Reagent Storage | 0 | Reagent Dosing | 0 | Transfer to AM | 0 | Archive | 0 | Archive Preservation | 0 | Archive Storage | 0 | Repeat | 0 | Pressure Housing | 0 | Total ESP Envelop | 0 | Platform | 0 | Control | 0
Functional Req
Seq Volume |  |  |  |  | 2 | L
Acquisition Time
Particle Size |  |  |  |  | 0.5 | mm
Filter Rate |  |  |  |  | 30 | min
Cross Contamination | [5 empty] | yes
Open Depth |  |  |  |  | 200 | m
Max Depth |  |  |  |  | 300 | m
Lysate volume
Lyse methods
Reagent number
Qty AM's
Archive methods
Qty Filter events |  |  |  |  | 30
Qty Archive events |  |  |  |  | 30
0
0
0
Max AUV Extension
Req'd AUV equip vol
Req'd AUV equip mass
AM vol
AM mass
0
0
0
0
0
0
0
Internal In Req
Ports |  |  | 2 | qty | 0 | 0 | 0 | 0 | 0 | qty | 0 | 0 | 0 | 0 | 0 | 0 | 0 | 0 | 0 | 0 | 0 | 0 | 0 | 0 | 0 | 0 | 0 | 0 | 0 | 0 | 0 | 0 | 0 | 0
Tubing |  |  | 0 | 0 | 0 | 0 | 0 | 0 | 0 | 0 | 0 | 0 | 0 | 0 | 0 | 0 | 0 | 0 | 0 | 0 | 0 | 0 | 0 | 0 | 0 | 0 | 0 | 0 | 0 | 0 | 0 | 0 | 0 | 0
0 |  |  | 0 | 0 | 0 | 0 | 0 | 0 | 0 | 0 | 0 | 0 | 0 | 0 | 0 | 0 | 0 | 0 | 0 | 0 | 0 | 0 | 0 | 0 | 0 | 0 | 0 | 0 | 0 | 0 | 0 | 0 | 0 | 0
Pumping |  |  | 0 | 0 | 0 | 0 | 0 | 0 | 0 | 0 | 0 | 0 | 0 | 0 | 0 | 0 | 0 | 0 | 0 | 0 | 0 | 0 | 0 | 0 | 0 | 0 | 0 | 0 | 0 | 0 | 0 | 0 | 0 | 0
Valving |  |  | 0 | 0 | 0 | 0 | 0 | 0 | 0 | 0 | 0 | 0 | 0 | 0 | 0 | 0 | 0 | 0 | 0 | 0 | 0 | 0 | 0 | 0 | 0 | 0 | 0 | 0 | 0 | 0 | 0 | 0 | 0 | 0
Space |  |  | 0 | 0 | 0 | 0 | 0 | 0 | 0 | 0 | 0 | 0 | 0 | 0 | 0 | 0 | 0 | 0 | 0 | 0 | 0 | 0 | 0 | 0 | 0 | 0 | 0 | 0 | 0 | 0 | 0 | 0 | 0 | 0
Mass |  |  | 0 | 0 | 0 | 0 | 0 | 0 | 0 | 0 | 0 | 0 | 0 | 0 | 0 | 0 | 0 | 0 | 0 | 0 | 0 | 0 | 0 | 0 | 0 | 0 | 0 | 0 | 0 | 0 | 0 | 0 | 0 | 0
Max dP |  |  | 0 | 0 | 0 | 0 | 0 | 0 | 0 | 0 | 0 | 0 | 0 | 0 | 0 | 0 | 0 | 0 | 0 | 0 | 0 | 0 | 0 | 0 | 0 | 0 | 0 | 0 | 0 | 0 | 0 | 0 | 0 | 0
Lysate Vol |  |  | 0 | 0 | 0 | 0 | 0 | 0 | 0 | 0 | 0 | 0 | 0 | 0 | 0 | 0 | 0 | 0 | 0 | 0 | 0 | 0 | 0 | 0 | 0 | 0 | 0 | 0 | 0 | 0 | 0 | 0 | 0 | 0
0 |  |  | 0 | 0 | 0 | 0 | 0 | 0 | 0 | 0 | 0 | 0 | 0 | 0 | 0 | 0 | 0 | 0 | 0 | 0 | 0 | 0 | 0 | 0 | 0 | 0 | 0 | 0 | 0 | 0 | 0 | 0 | 0 | 0
Arch Type A |  |  | 0 | 0 | 0 | 0 | 0 | 0 | 0 | 0 | 0 | 0 | 0 | 0 | 0 | 0 | 0 | 0 | 0 | 0 | 0 | 0 | 0 | 0 | 0 | 0 | 0 | 0 | 0 | 0 | 0 | 0 | 0 | 0
Arch Type B |  |  | 0 | 0 | 0 | 0 | 0 | 0 | 0 | 0 | 0 | 0 | 0 | 0 | 0 | 0 | 0 | 0 | 0 | 0 | 0 | 0 | 0 | 0 | 0 | 0 | 0 | 0 | 0 | 0 | 0 | 0 | 0 | 0
Arch Type C |  |  | 0 | 0 | 0 | 0 | 0 | 0 | 0 | 0 | 0 | 0 | 0 | 0 | 0 | 0 | 0 | 0 | 0 | 0 | 0 | 0 | 0 | 0 | 0 | 0 | 0 | 0 | 0 | 0 | 0 | 0 | 0 | 0
0 |  |  | 0 | 0 | 0 | 0 | 0 | 0 | 0 | 0 | 0 | 0 | 0 | 0 | 0 | 0 | 0 | 0 | 0 | 0 | 0 | 0 | 0 | 0 | 0 | 0 | 0 | 0 | 0 | 0 | 0 | 0 | 0 | 0
Reuse |  |  | 0 | 0 | 0 | 0 | 0 | 0 | 0 | 0 | 0 | 0 | 0 | 0 | 0 | 0 | 0 | 0 | 0 | 0 | 0 | 0 | 0 | 0 | 0 | 0 | 0 | 0 | 0 | 0 | 0 | 0 | 0 | 0
Clean |  |  | 0 | 0 | 0 | 0 | 0 | 0 | 0 | 0 | 0 | 0 | 0 | 0 | 0 | 0 | 0 | 0 | 0 | 0 | 0 | 0 | 0 | 0 | 0 | 0 | 0 | 0 | 0 | 0 | 0 | 0 | 0 | 0
Replace |  |  | 0 | 0 | 0 | 0 | 0 | 0 | 0 | 0 | 0 | 0 | 0 | 0 | 0 | 0 | 0 | 0 | 0 | 0 | 0 | 0 | 0 | 0 | 0 | 0 | 0 | 0 | 0 | 0 | 0 | 0 | 0 | 0
Duplicate |  |  | 0 | 0 | 0 | 0 | 0 | 0 | 0 | 0 | 0 | 0 | 0 | 0 | 0 | 0 | 0 | 0 | 0 | 0 | 0 | 0 | 0 | 0 | 1 | times | 0 | 0 | 0 | 0 | 0 | 0 | 0 | 0
R: WTF |  |  | 0 | 0 | 0 | 0 | 0 | 0 | 0 | 0 | 0 | 0 | 0 | 0 | 0 | 0 | 0 | 0 | 0 | 0 | 0 | 0 | 0 | 0 | 0 | 0 | 0 | 0 | 0 | 0 | 0 | 0 | 0 | 0
R: Buffer |  |  | 0 | 0 | 0 | 0 | 0 | 0 | 0 | 0 | 0 | 0 | 0 | 0 | 0 | 0 | 0 | 0 | 0 | 0 | 0 | 0 | 0 | 0 | 0 | 0 | 0 | 0 | 0 | 0 | 0 | 0 | 0 | 0
R: Pickle Juice |  |  | 0 | 0 | 0 | 0 | 0 | 0 | 0 | 0 | 0 | 0 | 0 | 0 | 0 | 0 | 0 | 0 | 0 | 0 | 0 | 0 | 0 | 0 | 0 | 0 | 0 | 0 | 0 | 0 | 0 | 0 | 0 | 0
R: Flush |  |  | 0 | 0 | 0 | 0 | 0 | 0 | 0 | 0 | 0 | 0 | 0 | 0 | 0 | 0 | 0 | 0 | 0 | 0 | 0 | 0 | 0 | 0 | 0 | 0 | 0 | 0 | 0 | 0 | 0 | 0 | 0 | 0
Reagent E |  |  | 0 | 0 | 0 | 0 | 0 | 0 | 0 | 0 | 0 | 0 | 0 | 0 | 0 | 0 | 0 | 0 | 0 | 0 | 0 | 0 | 0 | 0 | 0 | 0 | 0 | 0 | 0 | 0 | 0 | 0 | 0 | 0
Reagent F |  |  | 0 | 0 | 0 | 0 | 0 | 0 | 0 | 0 | 0 | 0 | 0 | 0 | 0 | 0 | 0 | 0 | 0 | 0 | 0 | 0 | 0 | 0 | 0 | 0 | 0 | 0 | 0 | 0 | 0 | 0 | 0 | 0
Reagent G |  |  | 0 | 0 | 0 | 0 | 0 | 0 | 0 | 0 | 0 | 0 | 0 | 0 | 0 | 0 | 0 | 0 | 0 | 0 | 0 | 0 | 0 | 0 | 0 | 0 | 0 | 0 | 0 | 0 | 0 | 0 | 0 | 0
Reagent H |  |  | 0 | 0 | 0 | 0 | 0 | 0 | 0 | 0 | 0 | 0 | 0 | 0 | 0 | 0 | 0 | 0 | 0 | 0 | 0 | 0 | 0 | 0 | 0 | 0 | 0 | 0 | 0 | 0 | 0 | 0 | 0 | 0
Reagent I |  |  | 0 | 0 | 0 | 0 | 0 | 0 | 0 | 0 | 0 | 0 | 0 | 0 | 0 | 0 | 0 | 0 | 0 | 0 | 0 | 0 | 0 | 0 | 0 | 0 | 0 | 0 | 0 | 0 | 0 | 0 | 0 | 0
Reagent J |  |  | 0 | 0 | 0 | 0 | 0 | 0 | 0 | 0 | 0 | 0 | 0 | 0 | 0 | 0 | 0 | 0 | 0 | 0 | 0 | 0 | 0 | 0 | 0 | 0 | 0 | 0 | 0 | 0 | 0 | 0 | 0 | 0
Waste 1 |  |  | 0 | 0 | 0 | 0 | 0 | 0 | 0 | 0 | 0 | 0 | 0 | 0 | 0 | 0 | 0 | 0 | 0 | 0 | 0 | 0 | 0 | 0 | 0 | 0 | 0 | 0 | 0 | 0 | 0 | 0 | 0 | 0
Waste 2 |  |  | 0 | 0 | 0 | 0 | 0 | 0 | 0 | 0 | 0 | 0 | 0 | 0 | 0 | 0 | 0 | 0 | 0 | 0 | 0 | 0 | 0 | 0 | 0 | 0 | 0 | 0 | 0 | 0 | 0 | 0 | 0 | 0
0 |  |  | 0 | 0 | 0 | 0 | 0 | 0 | 0 | 0 | 0 | 0 | 0 | 0 | 0 | 0 | 0 | 0 | 0 | 0 | 0 | 0 | 0 | 0 | 0 | 0 | 0 | 0 | 0 | 0 | 0 | 0 | 0 | 0
Servo axis |  |  | 0 | 0 | 0 | 0 | 0 | 0 | 0 | 0 | 0 | 0 | 0 | 0 | 0 | 0 | 0 | 0 | 0 | 0 | 0 | 0 | 0 | 0 | 0 | 0 | 0 | 0 | 0 | 0 | 0 | 0 | 0 | 0
R Valve axis |  |  | 0 | 0 | 0 | 0 | 0 | 0 | 0 | 0 | 0 | 0 | 0 | 0 | 0 | 0 | 0 | 0 | 0 | 0 | 0 | 0 | 0 | 0 | 0 | 0 | 0 | 0 | 0 | 0 | 0 | 0 | 0 | 0
Discrete (+/-) |  |  | 0 | 0 | 0 | 0 | 0 | 0 | 0 | 0 | 0 | 0 | 0 | 0 | 0 | 0 | 0 | 0 | 0 | 0 | 0 | 0 | 0 | 0 | 0 | 0 | 0 | 0 | 0 | 0 | 0 | 0 | 0 | 0
Contact I/O |  |  | 0 | 0 | 0 | 0 | 0 | 0 | 0 | 0 | 0 | 0 | 0 | 0 | 0 | 0 | 0 | 0 | 0 | 0 | 0 | 0 | 0 | 0 | 0 | 0 | 0 | 0 | 0 | 0 | 0 | 0 | 0 | 0
Analog I/O |  |  | 0 | 0 | 0 | 0 | 0 | 0 | 0 | 0 | 0 | 0 | 0 | 0 | 0 | 0 | 0 | 0 | 0 | 0 | 0 | 0 | 0 | 0 | 0 | 0 | 0 | 0 | 0 | 0 | 0 | 0 | 0 | 0
Digital I/O |  |  | 0 | 0 | 0 | 0 | 0 | 0 | 0 | 0 | 0 | 0 | 0 | 0 | 0 | 0 | 0 | 0 | 0 | 0 | 0 | 0 | 0 | 0 | 0 | 0 | 0 | 0 | 0 | 0 | 0 | 0 | 0 | 0
0 |  |  | 0 | 0 | 0 | 0 | 0 | 0 | 0 | 0 | 0 | 0 | 0 | 0 | 0 | 0 | 0 | 0 | 0 | 0 | 0 | 0 | 0 | 0 | 0 | 0 | 0 | 0 | 0 | 0 | 0 | 0 | 0 | 0
0 |  |  | 3 | 4 | 5 | 6 | 7 | 8 | 9 | 10 | 11 | 12 | 13 | 14 | 15 | 16 | 17 | 18 | 19 | 20 | 21 | 22 | 23 | 24 | 25 | 26 | 27 | 28 | 29 | 30 | 31 | 32 | 33 | 34
Internal Out Req
Ports |  |  | 28: sqcm; 29: 0; 30: sqcm
Tubing
0
Pumping
Valving
Space |  |  | 27: 420; 28: ml; 30: ml
Mass | bar: 27 to 30
Max dP
Lysate Vol
0
Arch Type A
Arch Type B
Arch Type C
0
Reuse |  |  | 16: times; 26: times
Clean |  |  | 15: 30; 16: times; 25: 30; 26: times
Replace |  |  | 26: times
Duplicate |  |  | 25: 1; 26: times
R: WTF | bar: 15 to 16
R: Buffer | bar: 15 to 16
R: Pickle Juice | bar: 15 to 16
R: Flush | bar: 15 to 16
Reagent E | bar: 15 to 16
Reagent F | bar: 15 to 16
Reagent G | bar: 15 to 16
Reagent H | bar: 15 to 16
Reagent I | bar: 15 to 16
Reagent J | bar: 15 to 16
Waste 1
Waste 2
0
Servo axis | bar: 33 to 34
R Valve axis |  |  | 33: 0; 34: ea
Discrete (+/-) |  |  | 33: 32; 34: ea
Contact I/O |  |  | 33: 2; 34: ea
Analog I/O | bar: 33 to 34
Digital I/O | bar: 33 to 34
0
0 |  |  | 3 | 4 | 5 | 6 | 7 | 8 | 9 | 10 | 11 | 12 | 13 | 14 | 15 | 16 | 17 | 18 | 19 | 20 | 21 | 22 | 23 | 24 | 25 | 26 | 27 | 28 | 29 | 30 | 31 | 32 | 33 | 34
|  |  | 0 | 0 | 0 | 0 | 0 | 0 | 0 | 0 | 0 | 0 | 0 | 0 | 0 | 0 | 0 | 0 | 0 | 0 | 0 | 0 | 0 | 0 | 0 | 0 | 0 | 0 | 0 | 0 | 0 | 0 | 0 | 0
Isolation:
Two bulkhead isolation valves
2 rotary valve each side of filter
1 clamp
Outputs:
5 sq cm per fluid port

## Fil
|  |  | Primary Filter |  | Pre Filter |  | Size Frac
Volume, mL | 562.5 |  | 93.75 |  | 375 |  | 93.75 | [17 empty] | 0
m |  |  | 1 | ea | 1 | ea | 1 | ea
x |  |  | 3.125 | cc | 12.5 | cc | 3.125 | cc
b |  |  | 0 | ml | 0 | ml | 0 | ml | [16 empty] | 0
Dups |  |  | 30 | times | 30 | times | 30 | times
0
Mass, kg
Output calculations
| Draft | 0 | Sequester | 0 | Isolation | 0 | Filter | 0 | Filter Pump | 0 | Lyse, Sample Prep | 0 | Reagent Storage | 0 | Reagent Dosing | 0 | Transfer to AM | 0 | Archive | 0 | Archive Preservation | 0 | Archive Storage | 0 | Repeat | 0 | Pressure Housing | 0 | Total ESP Envelop | 0 | Platform | 0 | Control | 0
Functional Req
Seq Volume | [6 empty] | 2 | L
Acquisition Time
Particle Size | [6 empty] | 0.5 | mm
Filter Rate | [6 empty] | 30 | min
Cross Contamination | [7 empty] | yes
Open Depth
Max Depth
Lysate volume
Lyse methods
Reagent number
Qty AM's
Archive methods
Qty Filter events | [6 empty] | 30
Qty Archive events
0
0
0
Max AUV Extension
Req'd AUV equip vol
Req'd AUV equip mass
AM vol
AM mass
0
0
0
0
0
0
0
Internal In Req
Ports |  |  | 0 | 0 | 0 | 0 | 0 | 0 | 0 | 0 | 0 | 0 | 0 | 0 | 0 | 0 | 0 | 0 | 0 | 0 | 0 | 0 | 0 | 0 | 0 | 0 | 0 | 0 | 0 | 0 | 0 | 0 | 0 | 0
Tubing |  |  | 0 | 0 | 0 | 0 | 0 | 0 | 0 | 0 | 0 | 0 | 0 | 0 | 0 | 0 | 0 | 0 | 0 | 0 | 0 | 0 | 0 | 0 | 0 | 0 | 0 | 0 | 0 | 0 | 0 | 0 | 0 | 0
0 |  |  | 0 | 0 | 0 | 0 | 0 | 0 | 0 | 0 | 0 | 0 | 0 | 0 | 0 | 0 | 0 | 0 | 0 | 0 | 0 | 0 | 0 | 0 | 0 | 0 | 0 | 0 | 0 | 0 | 0 | 0 | 0 | 0
Pumping |  |  | 0 | 0 | 0 | 0 | 0 | 0 | 0 | 0 | 0 | 0 | 0 | 0 | 0 | 0 | 0 | 0 | 0 | 0 | 0 | 0 | 0 | 0 | 0 | 0 | 0 | 0 | 0 | 0 | 0 | 0 | 0 | 0
Valving |  |  | 0 | 0 | 0 | 0 | 0 | 0 | 0 | 0 | 0 | 0 | 0 | 0 | 0 | 0 | 0 | 0 | 0 | 0 | 0 | 0 | 0 | 0 | 0 | 0 | 0 | 0 | 0 | 0 | 0 | 0 | 0 | 0
Space |  |  | 0 | 0 | 0 | 0 | 0 | 0 | 0 | 0 | 0 | 0 | 0 | 0 | 0 | 0 | 0 | 0 | 0 | 0 | 0 | 0 | 0 | 0 | 0 | 0 | 0 | 0 | 0 | 0 | 0 | 0 | 0 | 0
Mass |  |  | 0 | 0 | 0 | 0 | 0 | 0 | 0 | 0 | 0 | 0 | 0 | 0 | 0 | 0 | 0 | 0 | 0 | 0 | 0 | 0 | 0 | 0 | 0 | 0 | 0 | 0 | 0 | 0 | 0 | 0 | 0 | 0
Max dP |  |  | 0 | 0 | 0 | 0 | 0 | 0 | 0 | 0 | 0 | 0 | 0 | 0 | 0 | 0 | 0 | 0 | 0 | 0 | 0 | 0 | 0 | 0 | 0 | 0 | 0 | 0 | 0 | 0 | 0 | 0 | 0 | 0
Lysate Vol |  |  | 0 | 0 | 0 | 0 | 0 | 0 | 0 | 0 | 0 | 0 | 0 | 0 | 0 | 0 | 0 | 0 | 0 | 0 | 0 | 0 | 0 | 0 | 0 | 0 | 0 | 0 | 0 | 0 | 0 | 0 | 0 | 0
0 |  |  | 0 | 0 | 0 | 0 | 0 | 0 | 0 | 0 | 0 | 0 | 0 | 0 | 0 | 0 | 0 | 0 | 0 | 0 | 0 | 0 | 0 | 0 | 0 | 0 | 0 | 0 | 0 | 0 | 0 | 0 | 0 | 0
Arch Type A |  |  | 0 | 0 | 0 | 0 | 0 | 0 | 0 | 0 | 0 | 0 | 0 | 0 | 0 | 0 | 0 | 0 | 0 | 0 | 0 | 0 | 0 | 0 | 0 | 0 | 0 | 0 | 0 | 0 | 0 | 0 | 0 | 0
Arch Type B |  |  | 0 | 0 | 0 | 0 | 0 | 0 | 0 | 0 | 0 | 0 | 0 | 0 | 0 | 0 | 0 | 0 | 0 | 0 | 0 | 0 | 0 | 0 | 0 | 0 | 0 | 0 | 0 | 0 | 0 | 0 | 0 | 0
Arch Type C |  |  | 0 | 0 | 0 | 0 | 0 | 0 | 0 | 0 | 0 | 0 | 0 | 0 | 0 | 0 | 0 | 0 | 0 | 0 | 0 | 0 | 0 | 0 | 0 | 0 | 0 | 0 | 0 | 0 | 0 | 0 | 0 | 0
0 |  |  | 0 | 0 | 0 | 0 | 0 | 0 | 0 | 0 | 0 | 0 | 0 | 0 | 0 | 0 | 0 | 0 | 0 | 0 | 0 | 0 | 0 | 0 | 0 | 0 | 0 | 0 | 0 | 0 | 0 | 0 | 0 | 0
Reuse |  |  | 0 | 0 | 0 | 0 | 0 | 0 | 0 | 0 | 0 | 0 | 0 | 0 | 0 | 0 | 0 | 0 | 0 | 0 | 0 | 0 | 0 | 0 | 0 | 0 | 0 | 0 | 0 | 0 | 0 | 0 | 0 | 0
Clean |  |  | 0 | 0 | 0 | 0 | 0 | 0 | 0 | 0 | 0 | 0 | 0 | 0 | 0 | 0 | 0 | 0 | 0 | 0 | 0 | 0 | 0 | 0 | 0 | 0 | 0 | 0 | 0 | 0 | 0 | 0 | 0 | 0
Replace |  |  | 0 | 0 | 0 | 0 | 0 | 0 | 0 | 0 | 0 | 0 | 0 | 0 | 0 | 0 | 0 | 0 | 0 | 0 | 0 | 0 | 0 | 0 | 0 | 0 | 0 | 0 | 0 | 0 | 0 | 0 | 0 | 0
Duplicate |  |  | 0 | 0 | 0 | 0 | 0 | 0 | 0 | 0 | 0 | 0 | 0 | 0 | 0 | 0 | 0 | 0 | 0 | 0 | 0 | 0 | 0 | 0 | 30 | times | 0 | 0 | 0 | 0 | 0 | 0 | 0 | 0
R: WTF |  |  | 0 | 0 | 0 | 0 | 0 | 0 | 0 | 0 | 0 | 0 | 0 | 0 | 0 | 0 | 0 | 0 | 0 | 0 | 0 | 0 | 0 | 0 | 0 | 0 | 0 | 0 | 0 | 0 | 0 | 0 | 0 | 0
R: Buffer |  |  | 0 | 0 | 0 | 0 | 0 | 0 | 0 | 0 | 0 | 0 | 0 | 0 | 0 | 0 | 0 | 0 | 0 | 0 | 0 | 0 | 0 | 0 | 0 | 0 | 0 | 0 | 0 | 0 | 0 | 0 | 0 | 0
R: Pickle Juice |  |  | 0 | 0 | 0 | 0 | 0 | 0 | 0 | 0 | 0 | 0 | 0 | 0 | 0 | 0 | 0 | 0 | 0 | 0 | 0 | 0 | 0 | 0 | 0 | 0 | 0 | 0 | 0 | 0 | 0 | 0 | 0 | 0
R: Flush |  |  | 0 | 0 | 0 | 0 | 0 | 0 | 0 | 0 | 0 | 0 | 0 | 0 | 0 | 0 | 0 | 0 | 0 | 0 | 0 | 0 | 0 | 0 | 0 | 0 | 0 | 0 | 0 | 0 | 0 | 0 | 0 | 0
Reagent E |  |  | 0 | 0 | 0 | 0 | 0 | 0 | 0 | 0 | 0 | 0 | 0 | 0 | 0 | 0 | 0 | 0 | 0 | 0 | 0 | 0 | 0 | 0 | 0 | 0 | 0 | 0 | 0 | 0 | 0 | 0 | 0 | 0
Reagent F |  |  | 0 | 0 | 0 | 0 | 0 | 0 | 0 | 0 | 0 | 0 | 0 | 0 | 0 | 0 | 0 | 0 | 0 | 0 | 0 | 0 | 0 | 0 | 0 | 0 | 0 | 0 | 0 | 0 | 0 | 0 | 0 | 0
Reagent G |  |  | 0 | 0 | 0 | 0 | 0 | 0 | 0 | 0 | 0 | 0 | 0 | 0 | 0 | 0 | 0 | 0 | 0 | 0 | 0 | 0 | 0 | 0 | 0 | 0 | 0 | 0 | 0 | 0 | 0 | 0 | 0 | 0
Reagent H |  |  | 0 | 0 | 0 | 0 | 0 | 0 | 0 | 0 | 0 | 0 | 0 | 0 | 0 | 0 | 0 | 0 | 0 | 0 | 0 | 0 | 0 | 0 | 0 | 0 | 0 | 0 | 0 | 0 | 0 | 0 | 0 | 0
Reagent I |  |  | 0 | 0 | 0 | 0 | 0 | 0 | 0 | 0 | 0 | 0 | 0 | 0 | 0 | 0 | 0 | 0 | 0 | 0 | 0 | 0 | 0 | 0 | 0 | 0 | 0 | 0 | 0 | 0 | 0 | 0 | 0 | 0
Reagent J |  |  | 0 | 0 | 0 | 0 | 0 | 0 | 0 | 0 | 0 | 0 | 0 | 0 | 0 | 0 | 0 | 0 | 0 | 0 | 0 | 0 | 0 | 0 | 0 | 0 | 0 | 0 | 0 | 0 | 0 | 0 | 0 | 0
Waste 1 |  |  | 0 | 0 | 0 | 0 | 0 | 0 | 0 | 0 | 0 | 0 | 0 | 0 | 0 | 0 | 0 | 0 | 0 | 0 | 0 | 0 | 0 | 0 | 0 | 0 | 0 | 0 | 0 | 0 | 0 | 0 | 0 | 0
Waste 2 |  |  | 0 | 0 | 0 | 0 | 0 | 0 | 0 | 0 | 0 | 0 | 0 | 0 | 0 | 0 | 0 | 0 | 0 | 0 | 0 | 0 | 0 | 0 | 0 | 0 | 0 | 0 | 0 | 0 | 0 | 0 | 0 | 0
0 |  |  | 0 | 0 | 0 | 0 | 0 | 0 | 0 | 0 | 0 | 0 | 0 | 0 | 0 | 0 | 0 | 0 | 0 | 0 | 0 | 0 | 0 | 0 | 0 | 0 | 0 | 0 | 0 | 0 | 0 | 0 | 0 | 0
Servo axis |  |  | 0 | 0 | 0 | 0 | 0 | 0 | 0 | 0 | 0 | 0 | 0 | 0 | 0 | 0 | 0 | 0 | 0 | 0 | 0 | 0 | 0 | 0 | 0 | 0 | 0 | 0 | 0 | 0 | 0 | 0 | 0 | 0
R Valve axis |  |  | 0 | 0 | 0 | 0 | 0 | 0 | 0 | 0 | 0 | 0 | 0 | 0 | 0 | 0 | 0 | 0 | 0 | 0 | 0 | 0 | 0 | 0 | 0 | 0 | 0 | 0 | 0 | 0 | 0 | 0 | 0 | 0
Discrete (+/-) |  |  | 0 | 0 | 0 | 0 | 0 | 0 | 0 | 0 | 0 | 0 | 0 | 0 | 0 | 0 | 0 | 0 | 0 | 0 | 0 | 0 | 0 | 0 | 0 | 0 | 0 | 0 | 0 | 0 | 0 | 0 | 0 | 0
Contact I/O |  |  | 0 | 0 | 0 | 0 | 0 | 0 | 0 | 0 | 0 | 0 | 0 | 0 | 0 | 0 | 0 | 0 | 0 | 0 | 0 | 0 | 0 | 0 | 0 | 0 | 0 | 0 | 0 | 0 | 0 | 0 | 0 | 0
Analog I/O |  |  | 0 | 0 | 0 | 0 | 0 | 0 | 0 | 0 | 0 | 0 | 0 | 0 | 0 | 0 | 0 | 0 | 0 | 0 | 0 | 0 | 0 | 0 | 0 | 0 | 0 | 0 | 0 | 0 | 0 | 0 | 0 | 0
Digital I/O |  |  | 0 | 0 | 0 | 0 | 0 | 0 | 0 | 0 | 0 | 0 | 0 | 0 | 0 | 0 | 0 | 0 | 0 | 0 | 0 | 0 | 0 | 0 | 0 | 0 | 0 | 0 | 0 | 0 | 0 | 0 | 0 | 0
0 |  |  | 0 | 0 | 0 | 0 | 0 | 0 | 0 | 0 | 0 | 0 | 0 | 0 | 0 | 0 | 0 | 0 | 0 | 0 | 0 | 0 | 0 | 0 | 0 | 0 | 0 | 0 | 0 | 0 | 0 | 0 | 0 | 0
0 |  |  | 5 | 6 | 7 | 8 | 9 | 10 | 11 | 12 | 13 | 14 | 15 | 16 | 17 | 18 | 19 | 20 | 21 | 22 | 23 | 24 | 25 | 26 | 27 | 28 | 29 | 30 | 31 | 32 | 33 | 34 | 35 | 36
Internal Out Req
Ports |  |  | 12: qty; 14: qty
Tubing
0
Pumping
Valving
Space |  |  | 29: 562.5; 30: ml; 32: ml
Mass | bar: 29 to 32
Max dP |  |  | 12: psig
Lysate Vol
0
Arch Type A
Arch Type B
Arch Type C
0
Reuse |  |  | 18: times; 28: times
Clean |  |  | 18: times; 28: times
Replace |  |  | 28: times
Duplicate |  |  | 27: 30; 28: times
R: WTF | bar: 17 to 18
R: Buffer |  |  | 17: 0; 18: mL
R: Pickle Juice | bar: 17 to 18
R: Flush | bar: 17 to 18
Reagent E | bar: 17 to 18
Reagent F | bar: 17 to 18
Reagent G | bar: 17 to 18
Reagent H | bar: 17 to 18
Reagent I | bar: 17 to 18
Reagent J | bar: 17 to 18
Waste 1
Waste 2
0
Servo axis
R Valve axis
Discrete (+/-)
Contact I/O
Analog I/O
Digital I/O
0
0 |  |  | 5 | 6 | 7 | 8 | 9 | 10 | 11 | 12 | 13 | 14 | 15 | 16 | 17 | 18 | 19 | 20 | 21 | 22 | 23 | 24 | 25 | 26 | 27 | 28 | 29 | 30 | 31 | 32 | 33 | 34 | 35 | 36
|  |  | 0 | 0 | 0 | 0 | 0 | 0 | 0 | 0 | 0 | 0 | 0 | 0 | 0 | 0 | 0 | 0 | 0 | 0 | 0 | 0 | 0 | 0 | 0 | 0 | 0 | 0 | 0 | 0 | 0 | 0 | 0 | 0
Filter:

## FPump
|  |  | Sample Pump Motor |  | Sample Pump |  |  |  | Pressure Transducer
Dry Volume, mL | 172.5 |  | 165 | [5 empty] | 7.5
m |  |  | 1 | ea |  |  |  |  | 2 | qty
x |  |  | 165 | cc |  |  |  |  | 3.75 | cc
b |  |  | 0 | ml |  |  |  |  | 0 | ml
Dups |  |  | 1 | times |  |  |  |  | 1 | 0
Wet Volume, mL | 480 |  |  |  | 480 |  |  |  | 0
m |  |  |  |  | 1 | ea
x |  |  |  |  | 480 | cc
b |  |  |  |  | 0 | ml
Dups |  |  |  |  | 1 | times
Mass, kg
Output calculations
| Draft | 0 | Sequester | 0 | Isolation | 0 | Filter | 0 | Filter Pump | 0 | Lyse, Sample Prep | 0 | Reagent Storage | 0 | Reagent Dosing | 0 | Transfer to AM | 0 | Archive | 0 | Archive Preservation | 0 | Archive Storage | 0 | Repeat | 0 | Pressure Housing | 0 | Total ESP Envelop | 0 | Platform | 0 | Control | 0
Functional Req
Seq Volume | [8 empty] | 2 | L
Acquisition Time
Particle Size | [8 empty] | 0.5 | mm
Filter Rate | [8 empty] | 30 | min
Cross Contamination | [9 empty] | yes
Open Depth
Max Depth
Lysate volume
Lyse methods
Reagent number
Qty AM's
Archive methods
Qty Filter events
Qty Archive events
0
0
0
Max AUV Extension
Req'd AUV equip vol
Req'd AUV equip mass
AM vol
AM mass
0
0
0
0
0
0
0
Internal In Req
Ports |  |  | 0 | 0 | 0 | 0 | 0 | qty | 0 | 0 | 0 | 0 | 0 | 0 | 0 | 0 | 0 | 0 | 0 | qty | 0 | 0 | 0 | 0 | 0 | 0 | 0 | 0 | 0 | 0 | 0 | 0 | 0 | 0
Tubing |  |  | 0 | 0 | 0 | 0 | 0 | 0 | 0 | 0 | 0 | 0 | 0 | 0 | 0 | 0 | 0 | 0 | 0 | 0 | 0 | 0 | 0 | 0 | 0 | 0 | 0 | 0 | 0 | 0 | 0 | 0 | 0 | 0
0 |  |  | 0 | 0 | 0 | 0 | 0 | 0 | 0 | 0 | 0 | 0 | 0 | 0 | 0 | 0 | 0 | 0 | 0 | 0 | 0 | 0 | 0 | 0 | 0 | 0 | 0 | 0 | 0 | 0 | 0 | 0 | 0 | 0
Pumping |  |  | 0 | 0 | 0 | 0 | 0 | 0 | 0 | 0 | 0 | 0 | 0 | 0 | 0 | 0 | 0 | 0 | 0 | 0 | 0 | 0 | 0 | 0 | 0 | 0 | 0 | 0 | 0 | 0 | 0 | 0 | 0 | 0
Valving |  |  | 0 | 0 | 0 | 0 | 0 | 0 | 0 | 0 | 0 | 0 | 0 | 0 | 0 | 0 | 0 | 0 | 0 | 0 | 0 | 0 | 0 | 0 | 0 | 0 | 0 | 0 | 0 | 0 | 0 | 0 | 0 | 0
Space |  |  | 0 | 0 | 0 | 0 | 0 | 0 | 0 | 0 | 0 | 0 | 0 | 0 | 0 | 0 | 0 | 0 | 0 | 0 | 0 | 0 | 0 | 0 | 0 | 0 | 0 | 0 | 0 | 0 | 0 | 0 | 0 | 0
Mass |  |  | 0 | 0 | 0 | 0 | 0 | 0 | 0 | 0 | 0 | 0 | 0 | 0 | 0 | 0 | 0 | 0 | 0 | 0 | 0 | 0 | 0 | 0 | 0 | 0 | 0 | 0 | 0 | 0 | 0 | 0 | 0 | 0
Max dP |  |  | 0 | 0 | 0 | 0 | 0 | psig | 0 | 0 | 0 | 0 | 0 | 0 | 0 | 0 | 0 | 0 | 0 | psig | 0 | 0 | 0 | 0 | 0 | 0 | 0 | 0 | 0 | 0 | 0 | 0 | 0 | 0
Lysate Vol |  |  | 0 | 0 | 0 | 0 | 0 | 0 | 0 | 0 | 0 | 0 | 0 | 0 | 0 | 0 | 0 | 0 | 0 | 0 | 0 | 0 | 0 | 0 | 0 | 0 | 0 | 0 | 0 | 0 | 0 | 0 | 0 | 0
0 |  |  | 0 | 0 | 0 | 0 | 0 | 0 | 0 | 0 | 0 | 0 | 0 | 0 | 0 | 0 | 0 | 0 | 0 | 0 | 0 | 0 | 0 | 0 | 0 | 0 | 0 | 0 | 0 | 0 | 0 | 0 | 0 | 0
Arch Type A |  |  | 0 | 0 | 0 | 0 | 0 | 0 | 0 | 0 | 0 | 0 | 0 | 0 | 0 | 0 | 0 | 0 | 0 | 0 | 0 | 0 | 0 | 0 | 0 | 0 | 0 | 0 | 0 | 0 | 0 | 0 | 0 | 0
Arch Type B |  |  | 0 | 0 | 0 | 0 | 0 | 0 | 0 | 0 | 0 | 0 | 0 | 0 | 0 | 0 | 0 | 0 | 0 | 0 | 0 | 0 | 0 | 0 | 0 | 0 | 0 | 0 | 0 | 0 | 0 | 0 | 0 | 0
Arch Type C |  |  | 0 | 0 | 0 | 0 | 0 | 0 | 0 | 0 | 0 | 0 | 0 | 0 | 0 | 0 | 0 | 0 | 0 | 0 | 0 | 0 | 0 | 0 | 0 | 0 | 0 | 0 | 0 | 0 | 0 | 0 | 0 | 0
0 |  |  | 0 | 0 | 0 | 0 | 0 | 0 | 0 | 0 | 0 | 0 | 0 | 0 | 0 | 0 | 0 | 0 | 0 | 0 | 0 | 0 | 0 | 0 | 0 | 0 | 0 | 0 | 0 | 0 | 0 | 0 | 0 | 0
Reuse |  |  | 0 | 0 | 0 | 0 | 0 | 0 | 0 | 0 | 0 | 0 | 0 | 0 | 0 | 0 | 0 | 0 | 0 | 0 | 0 | 0 | 0 | 0 | 0 | 0 | 0 | 0 | 0 | 0 | 0 | 0 | 0 | 0
Clean |  |  | 0 | 0 | 0 | 0 | 0 | 0 | 0 | 0 | 0 | 0 | 0 | 0 | 0 | 0 | 0 | 0 | 0 | 0 | 0 | 0 | 0 | 0 | 0 | 0 | 0 | 0 | 0 | 0 | 0 | 0 | 0 | 0
Replace |  |  | 0 | 0 | 0 | 0 | 0 | 0 | 0 | 0 | 0 | 0 | 0 | 0 | 0 | 0 | 0 | 0 | 0 | 0 | 0 | 0 | 0 | 0 | 0 | 0 | 0 | 0 | 0 | 0 | 0 | 0 | 0 | 0
Duplicate |  |  | 0 | 0 | 0 | 0 | 0 | 0 | 0 | 0 | 0 | 0 | 0 | 0 | 0 | 0 | 0 | 0 | 0 | 0 | 0 | 0 | 0 | 0 | 1 | times | 0 | 0 | 0 | 0 | 0 | 0 | 0 | 0
R: WTF |  |  | 0 | 0 | 0 | 0 | 0 | 0 | 0 | 0 | 0 | 0 | 0 | 0 | 0 | 0 | 0 | 0 | 0 | 0 | 0 | 0 | 0 | 0 | 0 | 0 | 0 | 0 | 0 | 0 | 0 | 0 | 0 | 0
R: Buffer |  |  | 0 | 0 | 0 | 0 | 0 | 0 | 0 | 0 | 0 | 0 | 0 | 0 | 0 | 0 | 0 | 0 | 0 | 0 | 0 | 0 | 0 | 0 | 0 | 0 | 0 | 0 | 0 | 0 | 0 | 0 | 0 | 0
R: Pickle Juice |  |  | 0 | 0 | 0 | 0 | 0 | 0 | 0 | 0 | 0 | 0 | 0 | 0 | 0 | 0 | 0 | 0 | 0 | 0 | 0 | 0 | 0 | 0 | 0 | 0 | 0 | 0 | 0 | 0 | 0 | 0 | 0 | 0
R: Flush |  |  | 0 | 0 | 0 | 0 | 0 | 0 | 0 | 0 | 0 | 0 | 0 | 0 | 0 | 0 | 0 | 0 | 0 | 0 | 0 | 0 | 0 | 0 | 0 | 0 | 0 | 0 | 0 | 0 | 0 | 0 | 0 | 0
Reagent E |  |  | 0 | 0 | 0 | 0 | 0 | 0 | 0 | 0 | 0 | 0 | 0 | 0 | 0 | 0 | 0 | 0 | 0 | 0 | 0 | 0 | 0 | 0 | 0 | 0 | 0 | 0 | 0 | 0 | 0 | 0 | 0 | 0
Reagent F |  |  | 0 | 0 | 0 | 0 | 0 | 0 | 0 | 0 | 0 | 0 | 0 | 0 | 0 | 0 | 0 | 0 | 0 | 0 | 0 | 0 | 0 | 0 | 0 | 0 | 0 | 0 | 0 | 0 | 0 | 0 | 0 | 0
Reagent G |  |  | 0 | 0 | 0 | 0 | 0 | 0 | 0 | 0 | 0 | 0 | 0 | 0 | 0 | 0 | 0 | 0 | 0 | 0 | 0 | 0 | 0 | 0 | 0 | 0 | 0 | 0 | 0 | 0 | 0 | 0 | 0 | 0
Reagent H |  |  | 0 | 0 | 0 | 0 | 0 | 0 | 0 | 0 | 0 | 0 | 0 | 0 | 0 | 0 | 0 | 0 | 0 | 0 | 0 | 0 | 0 | 0 | 0 | 0 | 0 | 0 | 0 | 0 | 0 | 0 | 0 | 0
Reagent I |  |  | 0 | 0 | 0 | 0 | 0 | 0 | 0 | 0 | 0 | 0 | 0 | 0 | 0 | 0 | 0 | 0 | 0 | 0 | 0 | 0 | 0 | 0 | 0 | 0 | 0 | 0 | 0 | 0 | 0 | 0 | 0 | 0
Reagent J |  |  | 0 | 0 | 0 | 0 | 0 | 0 | 0 | 0 | 0 | 0 | 0 | 0 | 0 | 0 | 0 | 0 | 0 | 0 | 0 | 0 | 0 | 0 | 0 | 0 | 0 | 0 | 0 | 0 | 0 | 0 | 0 | 0
Waste 1 |  |  | 0 | 0 | 0 | 0 | 0 | 0 | 0 | 0 | 0 | 0 | 0 | 0 | 0 | 0 | 0 | 0 | 0 | 0 | 0 | 0 | 0 | 0 | 0 | 0 | 0 | 0 | 0 | 0 | 0 | 0 | 0 | 0
Waste 2 |  |  | 0 | 0 | 0 | 0 | 0 | 0 | 0 | 0 | 0 | 0 | 0 | 0 | 0 | 0 | 0 | 0 | 0 | 0 | 0 | 0 | 0 | 0 | 0 | 0 | 0 | 0 | 0 | 0 | 0 | 0 | 0 | 0
0 |  |  | 0 | 0 | 0 | 0 | 0 | 0 | 0 | 0 | 0 | 0 | 0 | 0 | 0 | 0 | 0 | 0 | 0 | 0 | 0 | 0 | 0 | 0 | 0 | 0 | 0 | 0 | 0 | 0 | 0 | 0 | 0 | 0
Servo axis |  |  | 0 | 0 | 0 | 0 | 0 | 0 | 0 | 0 | 0 | 0 | 0 | 0 | 0 | 0 | 0 | 0 | 0 | 0 | 0 | 0 | 0 | 0 | 0 | 0 | 0 | 0 | 0 | 0 | 0 | 0 | 0 | 0
R Valve axis |  |  | 0 | 0 | 0 | 0 | 0 | 0 | 0 | 0 | 0 | 0 | 0 | 0 | 0 | 0 | 0 | 0 | 0 | 0 | 0 | 0 | 0 | 0 | 0 | 0 | 0 | 0 | 0 | 0 | 0 | 0 | 0 | 0
Discrete (+/-) |  |  | 0 | 0 | 0 | 0 | 0 | 0 | 0 | 0 | 0 | 0 | 0 | 0 | 0 | 0 | 0 | 0 | 0 | 0 | 0 | 0 | 0 | 0 | 0 | 0 | 0 | 0 | 0 | 0 | 0 | 0 | 0 | 0
Contact I/O |  |  | 0 | 0 | 0 | 0 | 0 | 0 | 0 | 0 | 0 | 0 | 0 | 0 | 0 | 0 | 0 | 0 | 0 | 0 | 0 | 0 | 0 | 0 | 0 | 0 | 0 | 0 | 0 | 0 | 0 | 0 | 0 | 0
Analog I/O |  |  | 0 | 0 | 0 | 0 | 0 | 0 | 0 | 0 | 0 | 0 | 0 | 0 | 0 | 0 | 0 | 0 | 0 | 0 | 0 | 0 | 0 | 0 | 0 | 0 | 0 | 0 | 0 | 0 | 0 | 0 | 0 | 0
Digital I/O |  |  | 0 | 0 | 0 | 0 | 0 | 0 | 0 | 0 | 0 | 0 | 0 | 0 | 0 | 0 | 0 | 0 | 0 | 0 | 0 | 0 | 0 | 0 | 0 | 0 | 0 | 0 | 0 | 0 | 0 | 0 | 0 | 0
0 |  |  | 0 | 0 | 0 | 0 | 0 | 0 | 0 | 0 | 0 | 0 | 0 | 0 | 0 | 0 | 0 | 0 | 0 | 0 | 0 | 0 | 0 | 0 | 0 | 0 | 0 | 0 | 0 | 0 | 0 | 0 | 0 | 0
0 |  |  | 7 | 8 | 9 | 10 | 11 | 12 | 13 | 14 | 15 | 16 | 17 | 18 | 19 | 20 | 21 | 22 | 23 | 24 | 25 | 26 | 27 | 28 | 29 | 30 | 31 | 32 | 33 | 34 | 35 | 36 | 37 | 38
Internal Out Req
Ports |  |  | 10: qty
Tubing
0
Pumping
Valving
Space |  |  | 31: 172.5; 32: ml; 33: 480; 34: ml
Mass | bar: 31 to 34
Max dP
Lysate Vol
0
Arch Type A
Arch Type B
Arch Type C
0
Reuse |  |  | 20: times; 30: times
Clean |  |  | 20: times; 30: times
Replace |  |  | 30: times
Duplicate |  |  | 29: 1; 30: times
R: WTF | bar: 19 to 20
R: Buffer | bar: 19 to 20
R: Pickle Juice | bar: 19 to 20
R: Flush | bar: 19 to 20
Reagent E | bar: 19 to 20
Reagent F | bar: 19 to 20
Reagent G | bar: 19 to 20
Reagent H | bar: 19 to 20
Reagent I | bar: 19 to 20
Reagent J | bar: 19 to 20
Waste 1
Waste 2
0
Servo axis | bar: 37 to 38
R Valve axis | bar: 37 to 38
Discrete (+/-) | bar: 37 to 38
Contact I/O | bar: 37 to 38
Analog I/O |  |  | 37: 2; 38: ea
Digital I/O | bar: 37 to 38
0
0 |  |  | 7 | 8 | 9 | 10 | 11 | 12 | 13 | 14 | 15 | 16 | 17 | 18 | 19 | 20 | 21 | 22 | 23 | 24 | 25 | 26 | 27 | 28 | 29 | 30 | 31 | 32 | 33 | 34 | 35 | 36 | 37 | 38
|  |  | 0 | 0 | 0 | 0 | 0 | 0 | 0 | 0 | 0 | 0 | 0 | 0 | 0 | 0 | 0 | 0 | 0 | 0 | 0 | 0 | 0 | 0 | 0 | 0 | 0 | 0 | 0 | 0 | 0 | 0 | 0 | 0
Filter Pumping
Sample Pump (DWSM style)
Reqs pressure transducers in isolation lines.

## Lyse
[5 empty] | Heater |  | Temp Sensor
Volume, mL | 60 |  |  |  | 30 |  | 30 | [17 empty] | 0
m |  |  |  |  | 1 | ea | 1 | ea
x |  |  |  |  | 1 | cc | 1 | cc
b | [5 empty] | ml |  | ml | [16 empty] | 0
Dups |  |  |  |  | 30 | times | 30 | times
0
Mass, kg
Output calculations
| Draft | 0 | Sequester | 0 | Isolation | 0 | Filter | 0 | Filter Pump | 0 | Lyse, Sample Prep | 0 | Reagent Storage | 0 | Reagent Dosing | 0 | Transfer to AM | 0 | Archive | 0 | Archive Preservation | 0 | Archive Storage | 0 | Repeat | 0 | Pressure Housing | 0 | Total ESP Envelop | 0 | Platform | 0 | Control | 0
Functional Req
Seq Volume
Acquisition Time
Particle Size
Filter Rate
Cross Contamination
Open Depth
Max Depth
Lysate volume | [10 empty] | 800 | uL
Lyse methods | [11 empty] | ea
Reagent number
Qty AM's
Archive methods
Qty Filter events | [10 empty] | 30 | qty
Qty Archive events
0
0
0
Max AUV Extension
Req'd AUV equip vol
Req'd AUV equip mass
AM vol
AM mass
0
0
0
0
0
0
0
Internal In Req
Ports |  |  | 0 | 0 | 0 | 0 | 0 | qty | 0 | 0 | 0 | 0 | 0 | 0 | 0 | 0 | 0 | 0 | 0 | 0 | 0 | 0 | 0 | 0 | 0 | 0 | 0 | 0 | 0 | 0 | 0 | 0 | 0 | 0
Tubing |  |  | 0 | 0 | 0 | 0 | 0 | 0 | 0 | 0 | 0 | 0 | 0 | 0 | 0 | 0 | 0 | 0 | 0 | 0 | 0 | 0 | 0 | 0 | 0 | 0 | 0 | 0 | 0 | 0 | 0 | 0 | 0 | 0
0 |  |  | 0 | 0 | 0 | 0 | 0 | 0 | 0 | 0 | 0 | 0 | 0 | 0 | 0 | 0 | 0 | 0 | 0 | 0 | 0 | 0 | 0 | 0 | 0 | 0 | 0 | 0 | 0 | 0 | 0 | 0 | 0 | 0
Pumping |  |  | 0 | 0 | 0 | 0 | 0 | 0 | 0 | 0 | 0 | 0 | 0 | 0 | 0 | 0 | 0 | 0 | 0 | 0 | 0 | 0 | 0 | 0 | 0 | 0 | 0 | 0 | 0 | 0 | 0 | 0 | 0 | 0
Valving |  |  | 0 | 0 | 0 | 0 | 0 | 0 | 0 | 0 | 0 | 0 | 0 | 0 | 0 | 0 | 0 | 0 | 0 | 0 | 0 | 0 | 0 | 0 | 0 | 0 | 0 | 0 | 0 | 0 | 0 | 0 | 0 | 0
Space |  |  | 0 | 0 | 0 | 0 | 0 | 0 | 0 | 0 | 0 | 0 | 0 | 0 | 0 | 0 | 0 | 0 | 0 | 0 | 0 | 0 | 0 | 0 | 0 | 0 | 0 | 0 | 0 | 0 | 0 | 0 | 0 | 0
Mass |  |  | 0 | 0 | 0 | 0 | 0 | 0 | 0 | 0 | 0 | 0 | 0 | 0 | 0 | 0 | 0 | 0 | 0 | 0 | 0 | 0 | 0 | 0 | 0 | 0 | 0 | 0 | 0 | 0 | 0 | 0 | 0 | 0
Max dP |  |  | 0 | 0 | 0 | 0 | 0 | 0 | 0 | 0 | 0 | 0 | 0 | 0 | 0 | 0 | 0 | 0 | 0 | 0 | 0 | 0 | 0 | 0 | 0 | 0 | 0 | 0 | 0 | 0 | 0 | 0 | 0 | 0
Lysate Vol |  |  | 0 | 0 | 0 | 0 | 0 | 0 | 0 | 0 | 0 | 0 | 0 | 0 | 0 | 0 | 0 | mL | 0 | 0 | 0 | 0 | 0 | 0 | 0 | 0 | 0 | 0 | 0 | 0 | 0 | 0 | 0 | 0
0 |  |  | 0 | 0 | 0 | 0 | 0 | 0 | 0 | 0 | 0 | 0 | 0 | 0 | 0 | 0 | 0 | 0 | 0 | 0 | 0 | 0 | 0 | 0 | 0 | 0 | 0 | 0 | 0 | 0 | 0 | 0 | 0 | 0
Arch Type A |  |  | 0 | 0 | 0 | 0 | 0 | 0 | 0 | 0 | 0 | 0 | 0 | 0 | 0 | 0 | 0 | 0 | 0 | 0 | 0 | 0 | 0 | 0 | 0 | 0 | 0 | 0 | 0 | 0 | 0 | 0 | 0 | 0
Arch Type B |  |  | 0 | 0 | 0 | 0 | 0 | 0 | 0 | 0 | 0 | 0 | 0 | 0 | 0 | 0 | 0 | 0 | 0 | 0 | 0 | 0 | 0 | 0 | 0 | 0 | 0 | 0 | 0 | 0 | 0 | 0 | 0 | 0
Arch Type C |  |  | 0 | 0 | 0 | 0 | 0 | 0 | 0 | 0 | 0 | 0 | 0 | 0 | 0 | 0 | 0 | 0 | 0 | 0 | 0 | 0 | 0 | 0 | 0 | 0 | 0 | 0 | 0 | 0 | 0 | 0 | 0 | 0
0 |  |  | 0 | 0 | 0 | 0 | 0 | 0 | 0 | 0 | 0 | 0 | 0 | 0 | 0 | 0 | 0 | 0 | 0 | 0 | 0 | 0 | 0 | 0 | 0 | 0 | 0 | 0 | 0 | 0 | 0 | 0 | 0 | 0
Reuse |  |  | 0 | 0 | 0 | 0 | 0 | 0 | 0 | 0 | 0 | 0 | 0 | 0 | 0 | 0 | 0 | 0 | 0 | 0 | 0 | 0 | 0 | 0 | 0 | 0 | 0 | 0 | 0 | 0 | 0 | 0 | 0 | 0
Clean |  |  | 0 | 0 | 0 | 0 | 0 | 0 | 0 | 0 | 0 | 0 | 0 | 0 | 0 | 0 | 0 | 0 | 0 | 0 | 0 | 0 | 0 | 0 | 0 | 0 | 0 | 0 | 0 | 0 | 0 | 0 | 0 | 0
Replace |  |  | 0 | 0 | 0 | 0 | 0 | 0 | 0 | 0 | 0 | 0 | 0 | 0 | 0 | 0 | 0 | 0 | 0 | 0 | 0 | 0 | 0 | 0 | 0 | 0 | 0 | 0 | 0 | 0 | 0 | 0 | 0 | 0
Duplicate |  |  | 0 | 0 | 0 | 0 | 0 | 0 | 0 | 0 | 0 | 0 | 0 | 0 | 0 | 0 | 0 | 0 | 0 | 0 | 0 | 0 | 0 | 0 | 30 | times | 0 | 0 | 0 | 0 | 0 | 0 | 0 | 0
R: WTF |  |  | 0 | 0 | 0 | 0 | 0 | 0 | 0 | 0 | 0 | 0 | 0 | 0 | 0 | 0 | 0 | 0 | 0 | 0 | 0 | 0 | 0 | 0 | 0 | 0 | 0 | 0 | 0 | 0 | 0 | 0 | 0 | 0
R: Buffer |  |  | 0 | 0 | 0 | 0 | 0 | 0 | 0 | 0 | 0 | 0 | 0 | 0 | 0 | 0 | 0 | 0 | 0 | 0 | 0 | 0 | 0 | 0 | 0 | 0 | 0 | 0 | 0 | 0 | 0 | 0 | 0 | 0
R: Pickle Juice |  |  | 0 | 0 | 0 | 0 | 0 | 0 | 0 | 0 | 0 | 0 | 0 | 0 | 0 | 0 | 0 | 0 | 0 | 0 | 0 | 0 | 0 | 0 | 0 | 0 | 0 | 0 | 0 | 0 | 0 | 0 | 0 | 0
R: Flush |  |  | 0 | 0 | 0 | 0 | 0 | 0 | 0 | 0 | 0 | 0 | 0 | 0 | 0 | 0 | 0 | 0 | 0 | 0 | 0 | 0 | 0 | 0 | 0 | 0 | 0 | 0 | 0 | 0 | 0 | 0 | 0 | 0
Reagent E |  |  | 0 | 0 | 0 | 0 | 0 | 0 | 0 | 0 | 0 | 0 | 0 | 0 | 0 | 0 | 0 | 0 | 0 | 0 | 0 | 0 | 0 | 0 | 0 | 0 | 0 | 0 | 0 | 0 | 0 | 0 | 0 | 0
Reagent F |  |  | 0 | 0 | 0 | 0 | 0 | 0 | 0 | 0 | 0 | 0 | 0 | 0 | 0 | 0 | 0 | 0 | 0 | 0 | 0 | 0 | 0 | 0 | 0 | 0 | 0 | 0 | 0 | 0 | 0 | 0 | 0 | 0
Reagent G |  |  | 0 | 0 | 0 | 0 | 0 | 0 | 0 | 0 | 0 | 0 | 0 | 0 | 0 | 0 | 0 | 0 | 0 | 0 | 0 | 0 | 0 | 0 | 0 | 0 | 0 | 0 | 0 | 0 | 0 | 0 | 0 | 0
Reagent H |  |  | 0 | 0 | 0 | 0 | 0 | 0 | 0 | 0 | 0 | 0 | 0 | 0 | 0 | 0 | 0 | 0 | 0 | 0 | 0 | 0 | 0 | 0 | 0 | 0 | 0 | 0 | 0 | 0 | 0 | 0 | 0 | 0
Reagent I |  |  | 0 | 0 | 0 | 0 | 0 | 0 | 0 | 0 | 0 | 0 | 0 | 0 | 0 | 0 | 0 | 0 | 0 | 0 | 0 | 0 | 0 | 0 | 0 | 0 | 0 | 0 | 0 | 0 | 0 | 0 | 0 | 0
Reagent J |  |  | 0 | 0 | 0 | 0 | 0 | 0 | 0 | 0 | 0 | 0 | 0 | 0 | 0 | 0 | 0 | 0 | 0 | 0 | 0 | 0 | 0 | 0 | 0 | 0 | 0 | 0 | 0 | 0 | 0 | 0 | 0 | 0
Waste 1 |  |  | 0 | 0 | 0 | 0 | 0 | 0 | 0 | 0 | 0 | 0 | 0 | 0 | 0 | 0 | 0 | 0 | 0 | 0 | 0 | 0 | 0 | 0 | 0 | 0 | 0 | 0 | 0 | 0 | 0 | 0 | 0 | 0
Waste 2 |  |  | 0 | 0 | 0 | 0 | 0 | 0 | 0 | 0 | 0 | 0 | 0 | 0 | 0 | 0 | 0 | 0 | 0 | 0 | 0 | 0 | 0 | 0 | 0 | 0 | 0 | 0 | 0 | 0 | 0 | 0 | 0 | 0
0 |  |  | 0 | 0 | 0 | 0 | 0 | 0 | 0 | 0 | 0 | 0 | 0 | 0 | 0 | 0 | 0 | 0 | 0 | 0 | 0 | 0 | 0 | 0 | 0 | 0 | 0 | 0 | 0 | 0 | 0 | 0 | 0 | 0
Servo axis |  |  | 0 | 0 | 0 | 0 | 0 | 0 | 0 | 0 | 0 | 0 | 0 | 0 | 0 | 0 | 0 | 0 | 0 | 0 | 0 | 0 | 0 | 0 | 0 | 0 | 0 | 0 | 0 | 0 | 0 | 0 | 0 | 0
R Valve axis |  |  | 0 | 0 | 0 | 0 | 0 | 0 | 0 | 0 | 0 | 0 | 0 | 0 | 0 | 0 | 0 | 0 | 0 | 0 | 0 | 0 | 0 | 0 | 0 | 0 | 0 | 0 | 0 | 0 | 0 | 0 | 0 | 0
Discrete (+/-) |  |  | 0 | 0 | 0 | 0 | 0 | 0 | 0 | 0 | 0 | 0 | 0 | 0 | 0 | 0 | 0 | 0 | 0 | 0 | 0 | 0 | 0 | 0 | 0 | 0 | 0 | 0 | 0 | 0 | 0 | 0 | 0 | 0
Contact I/O |  |  | 0 | 0 | 0 | 0 | 0 | 0 | 0 | 0 | 0 | 0 | 0 | 0 | 0 | 0 | 0 | 0 | 0 | 0 | 0 | 0 | 0 | 0 | 0 | 0 | 0 | 0 | 0 | 0 | 0 | 0 | 0 | 0
Analog I/O |  |  | 0 | 0 | 0 | 0 | 0 | 0 | 0 | 0 | 0 | 0 | 0 | 0 | 0 | 0 | 0 | 0 | 0 | 0 | 0 | 0 | 0 | 0 | 0 | 0 | 0 | 0 | 0 | 0 | 0 | 0 | 0 | 0
Digital I/O |  |  | 0 | 0 | 0 | 0 | 0 | 0 | 0 | 0 | 0 | 0 | 0 | 0 | 0 | 0 | 0 | 0 | 0 | 0 | 0 | 0 | 0 | 0 | 0 | 0 | 0 | 0 | 0 | 0 | 0 | 0 | 0 | 0
0 |  |  | 0 | 0 | 0 | 0 | 0 | 0 | 0 | 0 | 0 | 0 | 0 | 0 | 0 | 0 | 0 | 0 | 0 | 0 | 0 | 0 | 0 | 0 | 0 | 0 | 0 | 0 | 0 | 0 | 0 | 0 | 0 | 0
0 |  |  | 9 | 10 | 11 | 12 | 13 | 14 | 15 | 16 | 17 | 18 | 19 | 20 | 21 | 22 | 23 | 24 | 25 | 26 | 27 | 28 | 29 | 30 | 31 | 32 | 33 | 34 | 35 | 36 | 37 | 38 | 39 | 40
Internal Out Req
Ports
Tubing
0
Pumping
Valving
Space |  |  | 33: 60; 34: cc; 36: cc
Mass | bar: 33 to 36
Max dP
Lysate Vol
0
Arch Type A
Arch Type B
Arch Type C
0
Reuse |  |  | 21: 30; 22: times; 32: times
Clean |  |  | 21: 30; 22: times; 32: times
Replace |  |  | 32: times
Duplicate |  |  | 31: 30; 32: times
R: WTF | bar: 21 to 22
R: Buffer | bar: 21 to 22
R: Pickle Juice | bar: 21 to 22
R: Flush | bar: 21 to 22
Reagent E | bar: 21 to 22
Reagent F | bar: 21 to 22
Reagent G | bar: 21 to 22
Reagent H | bar: 21 to 22
Reagent I | bar: 21 to 22
Reagent J | bar: 21 to 22
Waste 1
Waste 2
0
Servo axis | bar: 39 to 40
R Valve axis | bar: 39 to 40
Discrete (+/-) | bar: 39 to 40
Contact I/O | bar: 39 to 40
Analog I/O |  |  | 39: 30; 40: ea
Digital I/O | bar: 39 to 40
0
0 |  |  | 9 | 10 | 11 | 12 | 13 | 14 | 15 | 16 | 17 | 18 | 19 | 20 | 21 | 22 | 23 | 24 | 25 | 26 | 27 | 28 | 29 | 30 | 31 | 32 | 33 | 34 | 35 | 36 | 37 | 38 | 39 | 40
|  |  | 0 | 0 | 0 | 0 | 0 | 0 | 0 | 0 | 0 | 0 | 0 | 0 | 0 | 0 | 0 | 0 | 0 | 0 | 0 | 0 | 0 | 0 | 0 | 0 | 0 | 0 | 0 | 0 | 0 | 0 | 0 | 0
Lyse
Heater part of primary filter
130 cc for heater driver card

## RStor
|  |  | Bag Holders |  | Syringes |  | Waste Storage
Volume, mL | 2140 |  | 0 |  | 1620 |  | 520 | [17 empty] | 0
m |  |  | 0 | ea | 6 | ea | 30 | ea
x |  |  | 0 |  | 9 | cc | 9 | cc
b |  |  | 0 | ml | 0 | ml | 250 | ml | [16 empty] | 0
Dups |  |  | 30 | times | 30 | times |  | times
0
Mass, kg
Output calculations
| Draft | 0 | Sequester | 0 | Isolation | 0 | Filter | 0 | Filter Pump | 0 | Lyse, Sample Prep | 0 | Reagent Storage | 0 | Reagent Dosing | 0 | Transfer to AM | 0 | Archive | 0 | Archive Preservation | 0 | Archive Storage | 0 | Repeat | 0 | Pressure Housing | 0 | Total ESP Envelop | 0 | Platform | 0 | Control | 0
Functional Req
Seq Volume
Acquisition Time
Particle Size
Filter Rate
Cross Contamination
Open Depth
Max Depth
Lysate volume
Lyse methods
Reagent number | [12 empty] | 6 | ea
Qty AM's
Archive methods
Qty Filter events
Qty Archive events
0
0
0
Max AUV Extension
Req'd AUV equip vol
Req'd AUV equip mass
AM vol
AM mass
0
0
0
0
0
0
0
Internal In Req
Ports |  |  | 0 | 0 | 0 | 0 | 0 | 0 | 0 | 0 | 0 | 0 | 0 | 0 | 0 | 0 | 0 | 0 | 0 | 0 | 0 | 0 | 0 | 0 | 0 | 0 | 0 | 0 | 0 | 0 | 0 | 0 | 0 | 0
Tubing |  |  | 0 | 0 | 0 | 0 | 0 | 0 | 0 | 0 | 0 | 0 | 0 | 0 | 0 | 0 | 0 | 0 | 0 | 0 | 0 | 0 | 0 | 0 | 0 | 0 | 0 | 0 | 0 | 0 | 0 | 0 | 0 | 0
0 |  |  | 0 | 0 | 0 | 0 | 0 | 0 | 0 | 0 | 0 | 0 | 0 | 0 | 0 | 0 | 0 | 0 | 0 | 0 | 0 | 0 | 0 | 0 | 0 | 0 | 0 | 0 | 0 | 0 | 0 | 0 | 0 | 0
Pumping |  |  | 0 | 0 | 0 | 0 | 0 | 0 | 0 | 0 | 0 | 0 | 0 | 0 | 0 | 0 | 0 | 0 | 0 | 0 | 0 | 0 | 0 | 0 | 0 | 0 | 0 | 0 | 0 | 0 | 0 | 0 | 0 | 0
Valving |  |  | 0 | 0 | 0 | 0 | 0 | 0 | 0 | 0 | 0 | 0 | 0 | 0 | 0 | 0 | 0 | 0 | 0 | 0 | 0 | 0 | 0 | 0 | 0 | 0 | 0 | 0 | 0 | 0 | 0 | 0 | 0 | 0
Space |  |  | 0 | 0 | 0 | 0 | 0 | 0 | 0 | 0 | 0 | 0 | 0 | 0 | 0 | 0 | 0 | 0 | 0 | 0 | 0 | 0 | 0 | 0 | 0 | 0 | 0 | 0 | 0 | 0 | 0 | 0 | 0 | 0
Mass |  |  | 0 | 0 | 0 | 0 | 0 | 0 | 0 | 0 | 0 | 0 | 0 | 0 | 0 | 0 | 0 | 0 | 0 | 0 | 0 | 0 | 0 | 0 | 0 | 0 | 0 | 0 | 0 | 0 | 0 | 0 | 0 | 0
Max dP |  |  | 0 | 0 | 0 | 0 | 0 | 0 | 0 | 0 | 0 | 0 | 0 | 0 | 0 | 0 | 0 | 0 | 0 | 0 | 0 | 0 | 0 | 0 | 0 | 0 | 0 | 0 | 0 | 0 | 0 | 0 | 0 | 0
Lysate Vol |  |  | 0 | 0 | 0 | 0 | 0 | 0 | 0 | 0 | 0 | 0 | 0 | 0 | 0 | 0 | 0 | 0 | 0 | 0 | 0 | 0 | 0 | 0 | 0 | 0 | 0 | 0 | 0 | 0 | 0 | 0 | 0 | 0
0 |  |  | 0 | 0 | 0 | 0 | 0 | 0 | 0 | 0 | 0 | 0 | 0 | 0 | 0 | 0 | 0 | 0 | 0 | 0 | 0 | 0 | 0 | 0 | 0 | 0 | 0 | 0 | 0 | 0 | 0 | 0 | 0 | 0
Arch Type A |  |  | 0 | 0 | 0 | 0 | 0 | 0 | 0 | 0 | 0 | 0 | 0 | 0 | 0 | 0 | 0 | 0 | 0 | 0 | 0 | 0 | 0 | 0 | 0 | 0 | 0 | 0 | 0 | 0 | 0 | 0 | 0 | 0
Arch Type B |  |  | 0 | 0 | 0 | 0 | 0 | 0 | 0 | 0 | 0 | 0 | 0 | 0 | 0 | 0 | 0 | 0 | 0 | 0 | 0 | 0 | 0 | 0 | 0 | 0 | 0 | 0 | 0 | 0 | 0 | 0 | 0 | 0
Arch Type C |  |  | 0 | 0 | 0 | 0 | 0 | 0 | 0 | 0 | 0 | 0 | 0 | 0 | 0 | 0 | 0 | 0 | 0 | 0 | 0 | 0 | 0 | 0 | 0 | 0 | 0 | 0 | 0 | 0 | 0 | 0 | 0 | 0
0 |  |  | 0 | 0 | 0 | 0 | 0 | 0 | 0 | 0 | 0 | 0 | 0 | 0 | 0 | 0 | 0 | 0 | 0 | 0 | 0 | 0 | 0 | 0 | 0 | 0 | 0 | 0 | 0 | 0 | 0 | 0 | 0 | 0
Reuse |  |  | 0 | 0 | 0 | 0 | 0 | 0 | 0 | 0 | 0 | 0 | 0 | 0 | 0 | 0 | 0 | 0 | 0 | 0 | 0 | 0 | 0 | 0 | 0 | 0 | 0 | 0 | 0 | 0 | 0 | 0 | 0 | 0
Clean |  |  | 0 | 0 | 0 | 0 | 0 | 0 | 0 | 0 | 0 | 0 | 0 | 0 | 0 | 0 | 0 | 0 | 0 | 0 | 0 | 0 | 0 | 0 | 0 | 0 | 0 | 0 | 0 | 0 | 0 | 0 | 0 | 0
Replace |  |  | 0 | 0 | 0 | 0 | 0 | 0 | 0 | 0 | 0 | 0 | 0 | 0 | 0 | 0 | 0 | 0 | 0 | 0 | 0 | 0 | 0 | 0 | 0 | 0 | 0 | 0 | 0 | 0 | 0 | 0 | 0 | 0
Duplicate |  |  | 0 | 0 | 0 | 0 | 0 | 0 | 0 | 0 | 0 | 0 | 0 | 0 | 0 | 0 | 0 | 0 | 0 | 0 | 0 | 0 | 0 | 0 | 30 | times | 0 | 0 | 0 | 0 | 0 | 0 | 0 | 0
R: WTF |  |  | 0 | 0 | 0 | 0 | 0 | 0 | 0 | 0 | 0 | 0 | 0 | 0 | 0 | mL | 0 | 0 | 0 | 0 | 0 | 0 | 0 | 0 | 0 | 0 | 0 | 0 | 0 | 0 | 0 | 0 | 0 | 0
R: Buffer |  |  | 0 | 0 | 0 | 0 | 0 | 0 | 0 | 0 | 0 | 0 | 0 | 0 | 0 | mL | 0 | 0 | 0 | 0 | 0 | 0 | 0 | 0 | 0 | 0 | 0 | 0 | 0 | 0 | 0 | 0 | 0 | 0
R: Pickle Juice |  |  | 0 | 0 | 0 | 0 | 0 | 0 | 0 | 0 | 0 | 0 | 0 | 0 | 0 | mL | 0 | 0 | 0 | 0 | 0 | 0 | 0 | 0 | 0 | mL | 0 | 0 | 0 | 0 | 0 | 0 | 0 | 0
R: Flush |  |  | 0 | 0 | 0 | 0 | 0 | 0 | 0 | 0 | 0 | 0 | 0 | 0 | 0 | mL | 0 | 0 | 0 | 0 | 0 | 0 | 0 | 0 | 0 | mL | 0 | 0 | 0 | 0 | 0 | 0 | 0 | 0
Reagent E |  |  | 0 | 0 | 0 | 0 | 0 | 0 | 0 | 0 | 0 | 0 | 0 | 0 | 0 | mL | 0 | 0 | 0 | 0 | 0 | 0 | 0 | 0 | 0 | mL | 0 | 0 | 0 | 0 | 0 | 0 | 0 | 0
Reagent F |  |  | 0 | 0 | 0 | 0 | 0 | 0 | 0 | 0 | 0 | 0 | 0 | 0 | 0 | mL | 0 | 0 | 0 | 0 | 0 | 0 | 0 | 0 | 0 | mL | 0 | 0 | 0 | 0 | 0 | 0 | 0 | 0
Reagent G |  |  | 0 | 0 | 0 | 0 | 0 | 0 | 0 | 0 | 0 | 0 | 0 | 0 | 0 | mL | 0 | 0 | 0 | 0 | 0 | 0 | 0 | 0 | 0 | mL | 0 | 0 | 0 | 0 | 0 | 0 | 0 | 0
Reagent H |  |  | 0 | 0 | 0 | 0 | 0 | 0 | 0 | 0 | 0 | 0 | 0 | 0 | 0 | mL | 0 | 0 | 0 | 0 | 0 | 0 | 0 | 0 | 0 | mL | 0 | 0 | 0 | 0 | 0 | 0 | 0 | 0
Reagent I |  |  | 0 | 0 | 0 | 0 | 0 | 0 | 0 | 0 | 0 | 0 | 0 | 0 | 0 | mL | 0 | 0 | 0 | 0 | 0 | 0 | 0 | 0 | 0 | mL | 0 | 0 | 0 | 0 | 0 | 0 | 0 | 0
Reagent J |  |  | 0 | 0 | 0 | 0 | 0 | 0 | 0 | 0 | 0 | 0 | 0 | 0 | 0 | mL | 0 | 0 | 0 | 0 | 0 | 0 | 0 | 0 | 0 | mL | 0 | 0 | 0 | 0 | 0 | 0 | 0 | 0
Waste 1 |  |  | 0 | 0 | 0 | 0 | 0 | 0 | 0 | 0 | 0 | 0 | 0 | 0 | 0 | 0 | 0 | 0 | 0 | 0 | 0 | 0 | 0 | 0 | 0 | mL | 0 | 0 | 0 | 0 | 0 | 0 | 0 | 0
Waste 2 |  |  | 0 | 0 | 0 | 0 | 0 | 0 | 0 | 0 | 0 | 0 | 0 | 0 | 0 | 0 | 0 | 0 | 0 | 0 | 0 | 0 | 0 | 0 | 0 | mL | 0 | 0 | 0 | 0 | 0 | 0 | 0 | 0
0 |  |  | 0 | 0 | 0 | 0 | 0 | 0 | 0 | 0 | 0 | 0 | 0 | 0 | 0 | 0 | 0 | 0 | 0 | 0 | 0 | 0 | 0 | 0 | 0 | 0 | 0 | 0 | 0 | 0 | 0 | 0 | 0 | 0
Servo axis |  |  | 0 | 0 | 0 | 0 | 0 | 0 | 0 | 0 | 0 | 0 | 0 | 0 | 0 | 0 | 0 | 0 | 0 | 0 | 0 | 0 | 0 | 0 | 0 | 0 | 0 | 0 | 0 | 0 | 0 | 0 | 0 | 0
R Valve axis |  |  | 0 | 0 | 0 | 0 | 0 | 0 | 0 | 0 | 0 | 0 | 0 | 0 | 0 | 0 | 0 | 0 | 0 | 0 | 0 | 0 | 0 | 0 | 0 | 0 | 0 | 0 | 0 | 0 | 0 | 0 | 0 | 0
Discrete (+/-) |  |  | 0 | 0 | 0 | 0 | 0 | 0 | 0 | 0 | 0 | 0 | 0 | 0 | 0 | 0 | 0 | 0 | 0 | 0 | 0 | 0 | 0 | 0 | 0 | 0 | 0 | 0 | 0 | 0 | 0 | 0 | 0 | 0
Contact I/O |  |  | 0 | 0 | 0 | 0 | 0 | 0 | 0 | 0 | 0 | 0 | 0 | 0 | 0 | 0 | 0 | 0 | 0 | 0 | 0 | 0 | 0 | 0 | 0 | 0 | 0 | 0 | 0 | 0 | 0 | 0 | 0 | 0
Analog I/O |  |  | 0 | 0 | 0 | 0 | 0 | 0 | 0 | 0 | 0 | 0 | 0 | 0 | 0 | 0 | 0 | 0 | 0 | 0 | 0 | 0 | 0 | 0 | 0 | 0 | 0 | 0 | 0 | 0 | 0 | 0 | 0 | 0
Digital I/O |  |  | 0 | 0 | 0 | 0 | 0 | 0 | 0 | 0 | 0 | 0 | 0 | 0 | 0 | 0 | 0 | 0 | 0 | 0 | 0 | 0 | 0 | 0 | 0 | 0 | 0 | 0 | 0 | 0 | 0 | 0 | 0 | 0
0 |  |  | 0 | 0 | 0 | 0 | 0 | 0 | 0 | 0 | 0 | 0 | 0 | 0 | 0 | 0 | 0 | 0 | 0 | 0 | 0 | 0 | 0 | 0 | 0 | 0 | 0 | 0 | 0 | 0 | 0 | 0 | 0 | 0
0 |  |  | 11 | 12 | 13 | 14 | 15 | 16 | 17 | 18 | 19 | 20 | 21 | 22 | 23 | 24 | 25 | 26 | 27 | 28 | 29 | 30 | 31 | 32 | 33 | 34 | 35 | 36 | 37 | 38 | 39 | 40 | 41 | 42
Internal Out Req
Ports
Tubing
0
Pumping
Valving
Space |  |  | 35: 2140; 36: ml; 38: ml
Mass | bar: 35 to 38
Max dP
Lysate Vol
0
Arch Type A
Arch Type B
Arch Type C
0
Reuse |  |  | 34: times
Clean |  |  | 34: times
Replace |  |  | 34: times
Duplicate |  |  | 33: 30; 34: times
R: WTF
R: Buffer
R: Pickle Juice
R: Flush
Reagent E
Reagent F
Reagent G
Reagent H
Reagent I
Reagent J
Waste 1
Waste 2
0
Servo axis
R Valve axis
Discrete (+/-)
Contact I/O
Analog I/O
Digital I/O
0
0 |  |  | 11 | 12 | 13 | 14 | 15 | 16 | 17 | 18 | 19 | 20 | 21 | 22 | 23 | 24 | 25 | 26 | 27 | 28 | 29 | 30 | 31 | 32 | 33 | 34 | 35 | 36 | 37 | 38 | 39 | 40 | 41 | 42
|  |  | 0 | 0 | 0 | 0 | 0 | 0 | 0 | 0 | 0 | 0 | 0 | 0 | 0 | 0 | 0 | 0 | 0 | 0 | 0 | 0 | 0 | 0 | 0 | 0 | 0 | 0 | 0 | 0 | 0 | 0 | 0 | 0
Reagent Storage
Prefilled syringes on each card.. 6.5 cc vol each (max 1ml dispensed in 20mmm stroke.)

## RDose
|  |  | Syringe Actuators |  |  |  | R valves
Volume, mL | 150 |  | 150 | [21 empty] | 0
m |  |  | 1 | ea |  |  |  | ea
x |  |  | 15 | cc |  |  |  | ea
b |  |  | 10 | ml |  |  |  | ml | [16 empty] | 0
Dups |  |  | 6 | times | 6 | times |  | times
0
Mass, kg
Output calculations
R: WTF |  | 0 |  |  | 0 |  | 0 |  | 0 |  | 0 |  | 0 |  | 0 |  | 0 |  | 0 |  | 0 |  | 0 |  | 0 |  | 0 |  | 0 |  | 0 |  | 0
R: Buffer |  | 0 |  |  | 0 |  | 0 |  | 0 |  | 0 |  | 0 |  | 0 |  | 0 |  | 0 |  | 0 |  | 0 |  | 0 |  | 0 |  | 0 |  | 0 |  | 0
R: Pickle Juice |  | 0 |  |  | 0 |  | 0 |  | 0 |  | 0 |  | 0 |  | 0 |  | 0 |  | 0 |  | 0 |  | 0 |  | 0 |  | 0 |  | 0 |  | 0 |  | 0
R: Flush |  | 0 |  |  | 0 |  | 0 |  | 0 |  | 0 |  | 0 |  | 0 |  | 0 |  | 0 |  | 0 |  | 0 |  | 0 |  | 0 |  | 0 |  | 0 |  | 0
Reagent E |  | 0 |  |  | 0 |  | 0 |  | 0 |  | 0 |  | 0 |  | 0 |  | 0 |  | 0 |  | 0 |  | 0 |  | 0 |  | 0 |  | 0 |  | 0 |  | 0
Reagent F |  | 0 |  |  | 0 |  | 0 |  | 0 |  | 0 |  | 0 |  | 0 |  | 0 |  | 0 |  | 0 |  | 0 |  | 0 |  | 0 |  | 0 |  | 0 |  | 0
Reagent G |  | 0 |  |  | 0 |  | 0 |  | 0 |  | 0 |  | 0 |  | 0 |  | 0 |  | 0 |  | 0 |  | 0 |  | 0 |  | 0 |  | 0 |  | 0 |  | 0
Reagent H |  | 0 |  |  | 0 |  | 0 |  | 0 |  | 0 |  | 0 |  | 0 |  | 0 |  | 0 |  | 0 |  | 0 |  | 0 |  | 0 |  | 0 |  | 0 |  | 0
Reagent I |  | 0 |  |  | 0 |  | 0 |  | 0 |  | 0 |  | 0 |  | 0 |  | 0 |  | 0 |  | 0 |  | 0 |  | 0 |  | 0 |  | 0 |  | 0 |  | 0
Reagent J |  | 0 |  |  | 0 |  | 0 |  | 0 |  | 0 |  | 0 |  | 0 |  | 0 |  | 0 |  | 0 |  | 0 |  | 0 |  | 0 |  | 0 |  | 0 |  | 0
[5 empty] | 0 |  | 0 |  | 0 |  | 0 |  | 0 |  | 0 |  | 0 |  | 0 |  | 0 |  | 0 |  | 0 |  | 0 |  | 0 |  | 0 |  | 0
[5 empty] | 0 |  | 0 |  | 0 |  | 0 |  | 0 |  | 0 |  | 0 |  | 0 |  | 0 |  | 0 |  | 0 |  | 0 |  | 0 |  | 0 |  | 0
| Draft | 0 | Sequester | 0 | Isolation | 0 | Filter | 0 | Filter Pump | 0 | Lyse, Sample Prep | 0 | Reagent Storage | 0 | Reagent Dosing | 0 | Transfer to AM | 0 | Archive | 0 | Archive Preservation | 0 | Archive Storage | 0 | Repeat | 0 | Pressure Housing | 0 | Total ESP Envelop | 0 | Platform | 0 | Control | 0
Functional Req
Seq Volume
Acquisition Time
Particle Size
Filter Rate
Cross Contamination
Open Depth
Max Depth
Lysate volume
Lyse methods
Reagent number | [14 empty] | 6 | qty
Qty AM's
Archive methods
Qty Filter events | [14 empty] | 30 | qty
Qty Archive events | [14 empty] | 30 | qty
0
0
0
Max AUV Extension
Req'd AUV equip vol
Req'd AUV equip mass
AM vol
AM mass
0
0
0
0
0
0
0
Internal In Req
Ports |  |  | 0 | 0 | 0 | 0 | 0 | 0 | 0 | 0 | 0 | 0 | 0 | 0 | 0 | 0 | 0 | 0 | 0 | 0 | 0 | 0 | 0 | 0 | 0 | 0 | 0 | 0 | 0 | 0 | 0 | 0 | 0 | 0
Tubing |  |  | 0 | 0 | 0 | 0 | 0 | 0 | 0 | 0 | 0 | 0 | 0 | 0 | 0 | 0 | 0 | 0 | 0 | 0 | 0 | 0 | 0 | 0 | 0 | 0 | 0 | 0 | 0 | 0 | 0 | 0 | 0 | 0
0 |  |  | 0 | 0 | 0 | 0 | 0 | 0 | 0 | 0 | 0 | 0 | 0 | 0 | 0 | 0 | 0 | 0 | 0 | 0 | 0 | 0 | 0 | 0 | 0 | 0 | 0 | 0 | 0 | 0 | 0 | 0 | 0 | 0
Pumping |  |  | 0 | 0 | 0 | 0 | 0 | 0 | 0 | 0 | 0 | 0 | 0 | 0 | 0 | 0 | 0 | 0 | 0 | 0 | 0 | 0 | 0 | 0 | 0 | 0 | 0 | 0 | 0 | 0 | 0 | 0 | 0 | 0
Valving |  |  | 0 | 0 | 0 | 0 | 0 | 0 | 0 | 0 | 0 | 0 | 0 | 0 | 0 | 0 | 0 | 0 | 0 | 0 | 0 | 0 | 0 | 0 | 0 | 0 | 0 | 0 | 0 | 0 | 0 | 0 | 0 | 0
Space |  |  | 0 | 0 | 0 | 0 | 0 | 0 | 0 | 0 | 0 | 0 | 0 | 0 | 0 | 0 | 0 | 0 | 0 | 0 | 0 | 0 | 0 | 0 | 0 | 0 | 0 | 0 | 0 | 0 | 0 | 0 | 0 | 0
Mass |  |  | 0 | 0 | 0 | 0 | 0 | 0 | 0 | 0 | 0 | 0 | 0 | 0 | 0 | 0 | 0 | 0 | 0 | 0 | 0 | 0 | 0 | 0 | 0 | 0 | 0 | 0 | 0 | 0 | 0 | 0 | 0 | 0
Max dP |  |  | 0 | 0 | 0 | 0 | 0 | 0 | 0 | 0 | 0 | 0 | 0 | 0 | 0 | 0 | 0 | 0 | 0 | 0 | 0 | 0 | 0 | 0 | 0 | 0 | 0 | 0 | 0 | 0 | 0 | 0 | 0 | 0
Lysate Vol |  |  | 0 | 0 | 0 | 0 | 0 | 0 | 0 | 0 | 0 | 0 | 0 | 0 | 0 | 0 | 0 | 0 | 0 | 0 | 0 | 0 | 0 | 0 | 0 | 0 | 0 | 0 | 0 | 0 | 0 | 0 | 0 | 0
0 |  |  | 0 | 0 | 0 | 0 | 0 | 0 | 0 | 0 | 0 | 0 | 0 | 0 | 0 | 0 | 0 | 0 | 0 | 0 | 0 | 0 | 0 | 0 | 0 | 0 | 0 | 0 | 0 | 0 | 0 | 0 | 0 | 0
Arch Type A |  |  | 0 | 0 | 0 | 0 | 0 | 0 | 0 | 0 | 0 | 0 | 0 | 0 | 0 | 0 | 0 | 0 | 0 | 0 | 0 | 0 | 0 | 0 | 0 | 0 | 0 | 0 | 0 | 0 | 0 | 0 | 0 | 0
Arch Type B |  |  | 0 | 0 | 0 | 0 | 0 | 0 | 0 | 0 | 0 | 0 | 0 | 0 | 0 | 0 | 0 | 0 | 0 | 0 | 0 | 0 | 0 | 0 | 0 | 0 | 0 | 0 | 0 | 0 | 0 | 0 | 0 | 0
Arch Type C |  |  | 0 | 0 | 0 | 0 | 0 | 0 | 0 | 0 | 0 | 0 | 0 | 0 | 0 | 0 | 0 | 0 | 0 | 0 | 0 | 0 | 0 | 0 | 0 | 0 | 0 | 0 | 0 | 0 | 0 | 0 | 0 | 0
0 |  |  | 0 | 0 | 0 | 0 | 0 | 0 | 0 | 0 | 0 | 0 | 0 | 0 | 0 | 0 | 0 | 0 | 0 | 0 | 0 | 0 | 0 | 0 | 0 | 0 | 0 | 0 | 0 | 0 | 0 | 0 | 0 | 0
Reuse |  |  | 0 | 0 | 0 | times | 0 | times | 0 | times | 30 | times | 0 | 0 | 30 | times | 30 | times | 0 | 0 | 30 | times | 0 | 0 | 0 | 0 | 0 | 0 | 0 | 0 | 0 | 0 | 0 | 0
Clean |  |  | 0 | 0 | 30 | times | 0 | times | 0 | times | 30 | times | 0 | 0 | 30 | times | 30 | times | 0 | 0 | 30 | times | 0 | 0 | 0 | 0 | 0 | 0 | 0 | 0 | 0 | 0 | 0 | 0
Replace |  |  | 0 | 0 | 0 | 0 | 0 | 0 | 0 | 0 | 0 | 0 | 0 | 0 | 0 | 0 | 0 | 0 | 0 | 0 | 0 | 0 | 0 | 0 | 0 | 0 | 0 | 0 | 0 | 0 | 0 | 0 | 0 | 0
Duplicate |  |  | 0 | 0 | 0 | 0 | 0 | 0 | 0 | 0 | 0 | 0 | 0 | 0 | 0 | 0 | 0 | 0 | 0 | 0 | 0 | 0 | 0 | 0 | 1 | times | 0 | 0 | 0 | 0 | 0 | 0 | 0 | 0
R: WTF |  |  | 0 | 0 | 0 | mL | 0 | mL | 0 | mL | 0 | mL | 0 | 0 | 0 | mL | 0 | mL | 0 | 0 | 0 | mL | 0 | 0 | 0 | 0 | 0 | 0 | 0 | 0 | 0 | 0 | 0 | 0
R: Buffer |  |  | 0 | 0 | 0 | mL | 0 | mL | 0 | mL | 0 | mL | 0 | 0 | 0 | mL | 0 | mL | 0 | 0 | 0 | mL | 0 | 0 | 0 | 0 | 0 | 0 | 0 | 0 | 0 | 0 | 0 | 0
R: Pickle Juice |  |  | 0 | 0 | 0 | mL | 0 | mL | 0 | mL | 0 | mL | 0 | 0 | 0 | mL | 0 | mL | 0 | 0 | 0 | mL | 0 | 0 | 0 | 0 | 0 | 0 | 0 | 0 | 0 | 0 | 0 | 0
R: Flush |  |  | 0 | 0 | 0 | mL | 0 | mL | 0 | mL | 0 | mL | 0 | 0 | 0 | mL | 0 | mL | 0 | 0 | 0 | mL | 0 | 0 | 0 | 0 | 0 | 0 | 0 | 0 | 0 | 0 | 0 | 0
Reagent E |  |  | 0 | 0 | 0 | mL | 0 | mL | 0 | mL | 0 | mL | 0 | 0 | 0 | mL | 0 | mL | 0 | 0 | 0 | mL | 0 | 0 | 0 | 0 | 0 | 0 | 0 | 0 | 0 | 0 | 0 | 0
Reagent F |  |  | 0 | 0 | 0 | mL | 0 | mL | 0 | mL | 0 | mL | 0 | 0 | 0 | mL | 0 | mL | 0 | 0 | 0 | mL | 0 | 0 | 0 | 0 | 0 | 0 | 0 | 0 | 0 | 0 | 0 | 0
Reagent G |  |  | 0 | 0 | 0 | mL | 0 | mL | 0 | mL | 0 | mL | 0 | 0 | 0 | mL | 0 | mL | 0 | 0 | 0 | mL | 0 | 0 | 0 | 0 | 0 | 0 | 0 | 0 | 0 | 0 | 0 | 0
Reagent H |  |  | 0 | 0 | 0 | mL | 0 | mL | 0 | mL | 0 | mL | 0 | 0 | 0 | mL | 0 | mL | 0 | 0 | 0 | mL | 0 | 0 | 0 | 0 | 0 | 0 | 0 | 0 | 0 | 0 | 0 | 0
Reagent I |  |  | 0 | 0 | 0 | mL | 0 | mL | 0 | mL | 0 | mL | 0 | 0 | 0 | mL | 0 | mL | 0 | 0 | 0 | mL | 0 | 0 | 0 | 0 | 0 | 0 | 0 | 0 | 0 | 0 | 0 | 0
Reagent J |  |  | 0 | 0 | 0 | mL | 0 | mL | 0 | mL | 0 | mL | 0 | 0 | 0 | mL | 0 | mL | 0 | 0 | 0 | mL | 0 | 0 | 0 | 0 | 0 | 0 | 0 | 0 | 0 | 0 | 0 | 0
Waste 1 |  |  | 0 | 0 | 0 | 0 | 0 | 0 | 0 | 0 | 0 | 0 | 0 | 0 | 0 | 0 | 0 | mL | 0 | 0 | 0 | 0 | 0 | 0 | 0 | 0 | 0 | 0 | 0 | 0 | 0 | 0 | 0 | 0
Waste 2 |  |  | 0 | 0 | 0 | 0 | 0 | 0 | 0 | 0 | 0 | 0 | 0 | 0 | 0 | 0 | 0 | 0 | 0 | 0 | 0 | 0 | 0 | 0 | 0 | 0 | 0 | 0 | 0 | 0 | 0 | 0 | 0 | 0
0 |  |  | 0 | 0 | 0 | 0 | 0 | 0 | 0 | 0 | 0 | 0 | 0 | 0 | 0 | 0 | 0 | 0 | 0 | 0 | 0 | 0 | 0 | 0 | 0 | 0 | 0 | 0 | 0 | 0 | 0 | 0 | 0 | 0
Servo axis |  |  | 0 | 0 | 0 | 0 | 0 | 0 | 0 | 0 | 0 | 0 | 0 | 0 | 0 | 0 | 0 | 0 | 0 | 0 | 0 | 0 | 0 | 0 | 0 | 0 | 0 | 0 | 0 | 0 | 0 | 0 | 0 | 0
R Valve axis |  |  | 0 | 0 | 0 | 0 | 0 | 0 | 0 | 0 | 0 | 0 | 0 | 0 | 0 | 0 | 0 | 0 | 0 | 0 | 0 | 0 | 0 | 0 | 0 | 0 | 0 | 0 | 0 | 0 | 0 | 0 | 0 | 0
Discrete (+/-) |  |  | 0 | 0 | 0 | 0 | 0 | 0 | 0 | 0 | 0 | 0 | 0 | 0 | 0 | 0 | 0 | 0 | 0 | 0 | 0 | 0 | 0 | 0 | 0 | 0 | 0 | 0 | 0 | 0 | 0 | 0 | 0 | 0
Contact I/O |  |  | 0 | 0 | 0 | 0 | 0 | 0 | 0 | 0 | 0 | 0 | 0 | 0 | 0 | 0 | 0 | 0 | 0 | 0 | 0 | 0 | 0 | 0 | 0 | 0 | 0 | 0 | 0 | 0 | 0 | 0 | 0 | 0
Analog I/O |  |  | 0 | 0 | 0 | 0 | 0 | 0 | 0 | 0 | 0 | 0 | 0 | 0 | 0 | 0 | 0 | 0 | 0 | 0 | 0 | 0 | 0 | 0 | 0 | 0 | 0 | 0 | 0 | 0 | 0 | 0 | 0 | 0
Digital I/O |  |  | 0 | 0 | 0 | 0 | 0 | 0 | 0 | 0 | 0 | 0 | 0 | 0 | 0 | 0 | 0 | 0 | 0 | 0 | 0 | 0 | 0 | 0 | 0 | 0 | 0 | 0 | 0 | 0 | 0 | 0 | 0 | 0
0 |  |  | 0 | 0 | 0 | 0 | 0 | 0 | 0 | 0 | 0 | 0 | 0 | 0 | 0 | 0 | 0 | 0 | 0 | 0 | 0 | 0 | 0 | 0 | 0 | 0 | 0 | 0 | 0 | 0 | 0 | 0 | 0 | 0
0 |  |  | 13 | 14 | 15 | 16 | 17 | 18 | 19 | 20 | 21 | 22 | 23 | 24 | 25 | 26 | 27 | 28 | 29 | 30 | 31 | 32 | 33 | 34 | 35 | 36 | 37 | 38 | 39 | 40 | 41 | 42 | 43 | 44
Internal Out Req
Ports
Tubing
0
Pumping
Valving
Space |  |  | 37: 150; 38: cu-in; 40: cu-in
Mass | bar: 37 to 40
Max dP
Lysate Vol
0
Arch Type A
Arch Type B
Arch Type C
0
Reuse |  |  | 25: 30; 26: times; 35: 30; 36: times
Clean |  |  | 25: 30; 26: times; 35: 30; 36: times
Replace |  |  | 36: times
Duplicate |  |  | 35: 1; 36: times
R: WTF |  |  | 23: 0; 24: mL; 26: mL; 36: mL
R: Buffer |  |  | 23: 0; 24: mL; 26: mL; 36: mL
R: Pickle Juice |  |  | 23: 0; 24: mL; 26: mL; 36: mL
R: Flush |  |  | 23: 0; 24: mL; 26: mL; 36: mL
Reagent E |  |  | 23: 0; 24: mL; 26: mL; 36: mL
Reagent F |  |  | 23: 0; 24: mL; 26: mL; 36: mL
Reagent G |  |  | 23: 0; 24: mL; 26: mL; 36: mL
Reagent H |  |  | 23: 0; 24: mL; 26: mL; 36: mL
Reagent I |  |  | 23: 0; 24: mL; 26: mL; 36: mL
Reagent J |  |  | 23: 0; 24: mL; 26: mL; 36: mL
Waste 1
Waste 2
0
Servo axis |  |  | 43: 2; 44: ea
R Valve axis |  |  | 43: 0; 44: ea
Discrete (+/-) |  |  | 43: 6; 44: ea
Contact I/O | bar: 43 to 44
Analog I/O | bar: 43 to 44
Digital I/O | bar: 43 to 44
0
0 |  |  | 13 | 14 | 15 | 16 | 17 | 18 | 19 | 20 | 21 | 22 | 23 | 24 | 25 | 26 | 27 | 28 | 29 | 30 | 31 | 32 | 33 | 34 | 35 | 36 | 37 | 38 | 39 | 40 | 41 | 42 | 43 | 44
|  |  | 0 | 0 | 0 | 0 | 0 | 0 | 0 | 0 | 0 | 0 | 0 | 0 | 0 | 0 | 0 | 0 | 0 | 0 | 0 | 0 | 0 | 0 | 0 | 0 | 0 | 0 | 0 | 0 | 0 | 0 | 0 | 0
Reagent Dosing
Firgelli P12 actuators... 20mm stroke, stowed: 15cc each
Firgelli L12 actuators... 50mm stroke, stowed: 35 cc

## Trans
|  |  | Solenoid Valves |  | Loops
Volume, mL | 473.75 |  | 380 |  | 93.75 | [19 empty] | 0
x |  |  | 6 | ea | 3 | ea
m |  |  | 50 | cc | 31.25 | cc
b |  |  | 80 | cc |  | cc | [18 empty] | 0
Dups |  |  | 1 | times | 1 | times | 1 | times | 1 | times | 1 | times
0
Mass, kg
Output calculations
| Draft | 0 | Sequester | 0 | Isolation | 0 | Filter | 0 | Filter Pump | 0 | Lyse, Sample Prep | 0 | Reagent Storage | 0 | Reagent Dosing | 0 | Transfer to AM | 0 | Archive | 0 | Archive Preservation | 0 | Archive Storage | 0 | Repeat | 0 | Pressure Housing | 0 | Total ESP Envelop | 0 | Platform | 0 | Control | 0
Functional Req
Seq Volume
Acquisition Time
Particle Size
Filter Rate
Cross Contamination
Open Depth
Max Depth
Lysate volume | [17 empty] | uL
Lyse methods
Reagent number
Qty AM's | [16 empty] | 3 | qty
Archive methods
Qty Filter events | [16 empty] | 30 | times
Qty Archive events
0
0
0
Max AUV Extension
Req'd AUV equip vol
Req'd AUV equip mass
AM vol
AM mass
0
0
0
0
0
0
0
Internal In Req
Ports |  |  | 0 | 0 | 0 | 0 | 0 | 0 | 0 | 0 | 0 | 0 | 0 | 0 | 0 | 0 | 0 | 0 | 0 | 0 | 0 | 0 | 0 | 0 | 0 | 0 | 0 | 0 | 0 | 0 | 0 | 0 | 0 | 0
Tubing |  |  | 0 | 0 | 0 | 0 | 0 | 0 | 0 | 0 | 0 | 0 | 0 | 0 | 0 | 0 | 0 | 0 | 0 | 0 | 0 | 0 | 0 | 0 | 0 | 0 | 0 | 0 | 0 | 0 | 0 | 0 | 0 | 0
0 |  |  | 0 | 0 | 0 | 0 | 0 | 0 | 0 | 0 | 0 | 0 | 0 | 0 | 0 | 0 | 0 | 0 | 0 | 0 | 0 | 0 | 0 | 0 | 0 | 0 | 0 | 0 | 0 | 0 | 0 | 0 | 0 | 0
Pumping |  |  | 0 | 0 | 0 | 0 | 0 | 0 | 0 | 0 | 0 | 0 | 0 | 0 | 0 | 0 | 0 | 0 | 0 | 0 | 0 | 0 | 0 | 0 | 0 | 0 | 0 | 0 | 0 | 0 | 0 | 0 | 0 | 0
Valving |  |  | 0 | 0 | 0 | 0 | 0 | 0 | 0 | 0 | 0 | 0 | 0 | 0 | 0 | 0 | 0 | 0 | 0 | 0 | 0 | 0 | 0 | 0 | 0 | 0 | 0 | 0 | 0 | 0 | 0 | 0 | 0 | 0
Space |  |  | 0 | 0 | 0 | 0 | 0 | 0 | 0 | 0 | 0 | 0 | 0 | 0 | 0 | 0 | 0 | 0 | 0 | 0 | 0 | 0 | 0 | 0 | 0 | 0 | 0 | 0 | 0 | 0 | 0 | 0 | 0 | 0
Mass |  |  | 0 | 0 | 0 | 0 | 0 | 0 | 0 | 0 | 0 | 0 | 0 | 0 | 0 | 0 | 0 | 0 | 0 | 0 | 0 | 0 | 0 | 0 | 0 | 0 | 0 | 0 | 0 | 0 | 0 | 0 | 0 | 0
Max dP |  |  | 0 | 0 | 0 | 0 | 0 | 0 | 0 | 0 | 0 | 0 | 0 | 0 | 0 | 0 | 0 | 0 | 0 | 0 | 0 | 0 | 0 | 0 | 0 | 0 | 0 | 0 | 0 | 0 | 0 | 0 | 0 | 0
Lysate Vol |  |  | 0 | 0 | 0 | 0 | 0 | 0 | 0 | 0 | 0 | 0 | 0 | 0 | 0 | 0 | 0 | 0 | 0 | 0 | 0 | 0 | 0 | 0 | 0 | 0 | 0 | 0 | 0 | 0 | 0 | 0 | 0 | 0
0 |  |  | 0 | 0 | 0 | 0 | 0 | 0 | 0 | 0 | 0 | 0 | 0 | 0 | 0 | 0 | 0 | 0 | 0 | 0 | 0 | 0 | 0 | 0 | 0 | 0 | 0 | 0 | 0 | 0 | 0 | 0 | 0 | 0
Arch Type A |  |  | 0 | 0 | 0 | 0 | 0 | 0 | 0 | 0 | 0 | 0 | 0 | 0 | 0 | 0 | 0 | 0 | 0 | 0 | 0 | 0 | 0 | 0 | 0 | 0 | 0 | 0 | 0 | 0 | 0 | 0 | 0 | 0
Arch Type B |  |  | 0 | 0 | 0 | 0 | 0 | 0 | 0 | 0 | 0 | 0 | 0 | 0 | 0 | 0 | 0 | 0 | 0 | 0 | 0 | 0 | 0 | 0 | 0 | 0 | 0 | 0 | 0 | 0 | 0 | 0 | 0 | 0
Arch Type C |  |  | 0 | 0 | 0 | 0 | 0 | 0 | 0 | 0 | 0 | 0 | 0 | 0 | 0 | 0 | 0 | 0 | 0 | 0 | 0 | 0 | 0 | 0 | 0 | 0 | 0 | 0 | 0 | 0 | 0 | 0 | 0 | 0
0 |  |  | 0 | 0 | 0 | 0 | 0 | 0 | 0 | 0 | 0 | 0 | 0 | 0 | 0 | 0 | 0 | 0 | 0 | 0 | 0 | 0 | 0 | 0 | 0 | 0 | 0 | 0 | 0 | 0 | 0 | 0 | 0 | 0
Reuse |  |  | 0 | 0 | 0 | 0 | 0 | 0 | 0 | 0 | 0 | 0 | 0 | 0 | 0 | 0 | 0 | 0 | 0 | 0 | 0 | 0 | 0 | 0 | 0 | 0 | 0 | 0 | 0 | 0 | 0 | 0 | 0 | 0
Clean |  |  | 0 | 0 | 0 | 0 | 0 | 0 | 0 | 0 | 0 | 0 | 0 | 0 | 0 | 0 | 0 | 0 | 0 | 0 | 0 | 0 | 0 | 0 | 0 | 0 | 0 | 0 | 0 | 0 | 0 | 0 | 0 | 0
Replace |  |  | 0 | 0 | 0 | 0 | 0 | 0 | 0 | 0 | 0 | 0 | 0 | 0 | 0 | 0 | 0 | 0 | 0 | 0 | 0 | 0 | 0 | 0 | 0 | 0 | 0 | 0 | 0 | 0 | 0 | 0 | 0 | 0
Duplicate |  |  | 0 | 0 | 0 | 0 | 0 | 0 | 0 | 0 | 0 | 0 | 0 | 0 | 0 | 0 | 0 | 0 | 0 | 0 | 0 | 0 | 0 | 0 | 1 | times | 0 | 0 | 0 | 0 | 0 | 0 | 0 | 0
R: WTF |  |  | 0 | 0 | 0 | 0 | 0 | 0 | 0 | 0 | 0 | 0 | 0 | 0 | 0 | 0 | 0 | 0 | 0 | 0 | 0 | 0 | 0 | 0 | 0 | 0 | 0 | 0 | 0 | 0 | 0 | 0 | 0 | 0
R: Buffer |  |  | 0 | 0 | 0 | 0 | 0 | 0 | 0 | 0 | 0 | 0 | 0 | 0 | 0 | 0 | 0 | 0 | 0 | 0 | 0 | 0 | 0 | 0 | 0 | 0 | 0 | 0 | 0 | 0 | 0 | 0 | 0 | 0
R: Pickle Juice |  |  | 0 | 0 | 0 | 0 | 0 | 0 | 0 | 0 | 0 | 0 | 0 | 0 | 0 | 0 | 0 | 0 | 0 | 0 | 0 | 0 | 0 | 0 | 0 | 0 | 0 | 0 | 0 | 0 | 0 | 0 | 0 | 0
R: Flush |  |  | 0 | 0 | 0 | 0 | 0 | 0 | 0 | 0 | 0 | 0 | 0 | 0 | 0 | 0 | 0 | 0 | 0 | 0 | 0 | 0 | 0 | 0 | 0 | 0 | 0 | 0 | 0 | 0 | 0 | 0 | 0 | 0
Reagent E |  |  | 0 | 0 | 0 | 0 | 0 | 0 | 0 | 0 | 0 | 0 | 0 | 0 | 0 | 0 | 0 | 0 | 0 | 0 | 0 | 0 | 0 | 0 | 0 | 0 | 0 | 0 | 0 | 0 | 0 | 0 | 0 | 0
Reagent F |  |  | 0 | 0 | 0 | 0 | 0 | 0 | 0 | 0 | 0 | 0 | 0 | 0 | 0 | 0 | 0 | 0 | 0 | 0 | 0 | 0 | 0 | 0 | 0 | 0 | 0 | 0 | 0 | 0 | 0 | 0 | 0 | 0
Reagent G |  |  | 0 | 0 | 0 | 0 | 0 | 0 | 0 | 0 | 0 | 0 | 0 | 0 | 0 | 0 | 0 | 0 | 0 | 0 | 0 | 0 | 0 | 0 | 0 | 0 | 0 | 0 | 0 | 0 | 0 | 0 | 0 | 0
Reagent H |  |  | 0 | 0 | 0 | 0 | 0 | 0 | 0 | 0 | 0 | 0 | 0 | 0 | 0 | 0 | 0 | 0 | 0 | 0 | 0 | 0 | 0 | 0 | 0 | 0 | 0 | 0 | 0 | 0 | 0 | 0 | 0 | 0
Reagent I |  |  | 0 | 0 | 0 | 0 | 0 | 0 | 0 | 0 | 0 | 0 | 0 | 0 | 0 | 0 | 0 | 0 | 0 | 0 | 0 | 0 | 0 | 0 | 0 | 0 | 0 | 0 | 0 | 0 | 0 | 0 | 0 | 0
Reagent J |  |  | 0 | 0 | 0 | 0 | 0 | 0 | 0 | 0 | 0 | 0 | 0 | 0 | 0 | 0 | 0 | 0 | 0 | 0 | 0 | 0 | 0 | 0 | 0 | 0 | 0 | 0 | 0 | 0 | 0 | 0 | 0 | 0
Waste 1 |  |  | 0 | 0 | 0 | 0 | 0 | 0 | 0 | 0 | 0 | 0 | 0 | 0 | 0 | 0 | 0 | 0 | 0 | 0 | 0 | 0 | 0 | 0 | 0 | 0 | 0 | 0 | 0 | 0 | 0 | 0 | 0 | 0
Waste 2 |  |  | 0 | 0 | 0 | 0 | 0 | 0 | 0 | 0 | 0 | 0 | 0 | 0 | 0 | 0 | 0 | 0 | 0 | 0 | 0 | 0 | 0 | 0 | 0 | 0 | 0 | 0 | 0 | 0 | 0 | 0 | 0 | 0
0 |  |  | 0 | 0 | 0 | 0 | 0 | 0 | 0 | 0 | 0 | 0 | 0 | 0 | 0 | 0 | 0 | 0 | 0 | 0 | 0 | 0 | 0 | 0 | 0 | 0 | 0 | 0 | 0 | 0 | 0 | 0 | 0 | 0
Servo axis |  |  | 0 | 0 | 0 | 0 | 0 | 0 | 0 | 0 | 0 | 0 | 0 | 0 | 0 | 0 | 0 | 0 | 0 | 0 | 0 | 0 | 0 | 0 | 0 | 0 | 0 | 0 | 0 | 0 | 0 | 0 | 0 | 0
R Valve axis |  |  | 0 | 0 | 0 | 0 | 0 | 0 | 0 | 0 | 0 | 0 | 0 | 0 | 0 | 0 | 0 | 0 | 0 | 0 | 0 | 0 | 0 | 0 | 0 | 0 | 0 | 0 | 0 | 0 | 0 | 0 | 0 | 0
Discrete (+/-) |  |  | 0 | 0 | 0 | 0 | 0 | 0 | 0 | 0 | 0 | 0 | 0 | 0 | 0 | 0 | 0 | 0 | 0 | 0 | 0 | 0 | 0 | 0 | 0 | 0 | 0 | 0 | 0 | 0 | 0 | 0 | 0 | 0
Contact I/O |  |  | 0 | 0 | 0 | 0 | 0 | 0 | 0 | 0 | 0 | 0 | 0 | 0 | 0 | 0 | 0 | 0 | 0 | 0 | 0 | 0 | 0 | 0 | 0 | 0 | 0 | 0 | 0 | 0 | 0 | 0 | 0 | 0
Analog I/O |  |  | 0 | 0 | 0 | 0 | 0 | 0 | 0 | 0 | 0 | 0 | 0 | 0 | 0 | 0 | 0 | 0 | 0 | 0 | 0 | 0 | 0 | 0 | 0 | 0 | 0 | 0 | 0 | 0 | 0 | 0 | 0 | 0
Digital I/O |  |  | 0 | 0 | 0 | 0 | 0 | 0 | 0 | 0 | 0 | 0 | 0 | 0 | 0 | 0 | 0 | 0 | 0 | 0 | 0 | 0 | 0 | 0 | 0 | 0 | 0 | 0 | 0 | 0 | 0 | 0 | 0 | 0
0 |  |  | 0 | 0 | 0 | 0 | 0 | 0 | 0 | 0 | 0 | 0 | 0 | 0 | 0 | 0 | 0 | 0 | 0 | 0 | 0 | 0 | 0 | 0 | 0 | 0 | 0 | 0 | 0 | 0 | 0 | 0 | 0 | 0
0 |  |  | 15 | 16 | 17 | 18 | 19 | 20 | 21 | 22 | 23 | 24 | 25 | 26 | 27 | 28 | 29 | 30 | 31 | 32 | 33 | 34 | 35 | 36 | 37 | 38 | 39 | 40 | 41 | 42 | 43 | 44 | 45 | 46
Internal Out Req
Ports
Tubing
0
Pumping
Valving
Space |  |  | 39: 473.75; 40: ml; 42: ml
Mass | bar: 39 to 42
Max dP
Lysate Vol | bar: 23 to 24
0
Arch Type A
Arch Type B
Arch Type C
0
Reuse |  |  | 27: 30; 28: times; 37: 30; 38: times
Clean |  |  | 27: 30; 28: times; 37: 30; 38: times
Replace |  |  | 38: times
Duplicate |  |  | 37: 1; 38: times
R: WTF |  |  | 27: 0; 28: mL
R: Buffer |  |  | 27: 0; 28: mL
R: Pickle Juice | bar: 27 to 28
R: Flush | bar: 27 to 28
Reagent E | bar: 27 to 28
Reagent F | bar: 27 to 28
Reagent G | bar: 27 to 28
Reagent H | bar: 27 to 28
Reagent I | bar: 27 to 28
Reagent J | bar: 27 to 28
Waste 1 | bar: 27 to 28
Waste 2
0
Servo axis | bar: 45 to 46
R Valve axis | bar: 45 to 46
Discrete (+/-) |  |  | 45: 3; 46: ea
Contact I/O | bar: 45 to 46
Analog I/O | bar: 45 to 46
Digital I/O | bar: 45 to 46
0
0 |  |  | 15 | 16 | 17 | 18 | 19 | 20 | 21 | 22 | 23 | 24 | 25 | 26 | 27 | 28 | 29 | 30 | 31 | 32 | 33 | 34 | 35 | 36 | 37 | 38 | 39 | 40 | 41 | 42 | 43 | 44 | 45 | 46
|  |  | 0 | 0 | 0 | 0 | 0 | 0 | 0 | 0 | 0 | 0 | 0 | 0 | 0 | 0 | 0 | 0 | 0 | 0 | 0 | 0 | 0 | 0 | 0 | 0 | 0 | 0 | 0 | 0 | 0 | 0 | 0 | 0
Transfer to AM
Threeway vavle tree fills full loop for 3 AM's
Dosing maneuvers the slug

## ArchF
Filter
Volume, mL | 93.75 |  | 93.75 | [21 empty] | 0
x |  |  | 1 | ea
m |  |  | 3.125 | cc
b |  |  | 0 | ml | [20 empty] | 0
Dups |  |  | 30 | times
0
Mass, kg
Output calculations
| Draft | 0 | Sequester | 0 | Isolation | 0 | Filter | 0 | Filter Pump | 0 | Lyse, Sample Prep | 0 | Reagent Storage | 0 | Reagent Dosing | 0 | Transfer to AM | 0 | Archive | 0 | Archive Preservation | 0 | Archive Storage | 0 | Repeat | 0 | Pressure Housing | 0 | Total ESP Envelop | 0 | Platform | 0 | Control | 0
Functional Req
Seq Volume | [18 empty] | 2 | L
Acquisition Time
Particle Size | [18 empty] | 0.5 | mm
Filter Rate | [18 empty] | 30 | min
Cross Contamination | [19 empty] | yes
Open Depth
Max Depth
Lysate volume
Lyse methods
Reagent number
Qty AM's
Archive methods | [19 empty] | qty
Qty Filter events
Qty Archive events | [18 empty] | 30 | qty
0
0
0
Max AUV Extension
Req'd AUV equip vol
Req'd AUV equip mass
AM vol
AM mass
0
0
0
0
0
0
0
Internal In Req
Ports |  |  | 0 | 0 | 0 | 0 | 0 | 0 | 0 | 0 | 0 | 0 | 0 | 0 | 0 | 0 | 0 | 0 | 0 | 0 | 0 | 0 | 0 | 0 | 0 | 0 | 0 | 0 | 0 | 0 | 0 | 0 | 0 | 0
Tubing |  |  | 0 | 0 | 0 | 0 | 0 | 0 | 0 | 0 | 0 | 0 | 0 | 0 | 0 | 0 | 0 | 0 | 0 | 0 | 0 | 0 | 0 | 0 | 0 | 0 | 0 | 0 | 0 | 0 | 0 | 0 | 0 | 0
0 |  |  | 0 | 0 | 0 | 0 | 0 | 0 | 0 | 0 | 0 | 0 | 0 | 0 | 0 | 0 | 0 | 0 | 0 | 0 | 0 | 0 | 0 | 0 | 0 | 0 | 0 | 0 | 0 | 0 | 0 | 0 | 0 | 0
Pumping |  |  | 0 | 0 | 0 | 0 | 0 | 0 | 0 | 0 | 0 | 0 | 0 | 0 | 0 | 0 | 0 | 0 | 0 | 0 | 0 | 0 | 0 | 0 | 0 | 0 | 0 | 0 | 0 | 0 | 0 | 0 | 0 | 0
Valving |  |  | 0 | 0 | 0 | 0 | 0 | 0 | 0 | 0 | 0 | 0 | 0 | 0 | 0 | 0 | 0 | 0 | 0 | 0 | 0 | 0 | 0 | 0 | 0 | 0 | 0 | 0 | 0 | 0 | 0 | 0 | 0 | 0
Space |  |  | 0 | 0 | 0 | 0 | 0 | 0 | 0 | 0 | 0 | 0 | 0 | 0 | 0 | 0 | 0 | 0 | 0 | 0 | 0 | 0 | 0 | 0 | 0 | 0 | 0 | 0 | 0 | 0 | 0 | 0 | 0 | 0
Mass |  |  | 0 | 0 | 0 | 0 | 0 | 0 | 0 | 0 | 0 | 0 | 0 | 0 | 0 | 0 | 0 | 0 | 0 | 0 | 0 | 0 | 0 | 0 | 0 | 0 | 0 | 0 | 0 | 0 | 0 | 0 | 0 | 0
Max dP |  |  | 0 | 0 | 0 | 0 | 0 | 0 | 0 | 0 | 0 | 0 | 0 | 0 | 0 | 0 | 0 | 0 | 0 | 0 | 0 | 0 | 0 | 0 | 0 | 0 | 0 | 0 | 0 | 0 | 0 | 0 | 0 | 0
Lysate Vol |  |  | 0 | 0 | 0 | 0 | 0 | 0 | 0 | 0 | 0 | 0 | 0 | 0 | 0 | 0 | 0 | 0 | 0 | 0 | 0 | 0 | 0 | 0 | 0 | 0 | 0 | 0 | 0 | 0 | 0 | 0 | 0 | 0
0 |  |  | 0 | 0 | 0 | 0 | 0 | 0 | 0 | 0 | 0 | 0 | 0 | 0 | 0 | 0 | 0 | 0 | 0 | 0 | 0 | 0 | 0 | 0 | 0 | 0 | 0 | 0 | 0 | 0 | 0 | 0 | 0 | 0
Arch Type A |  |  | 0 | 0 | 0 | 0 | 0 | 0 | 0 | 0 | 0 | 0 | 0 | 0 | 0 | 0 | 0 | 0 | 0 | 0 | 0 | 0 | 0 | 0 | 0 | 0 | 0 | 0 | 0 | 0 | 0 | 0 | 0 | 0
Arch Type B |  |  | 0 | 0 | 0 | 0 | 0 | 0 | 0 | 0 | 0 | 0 | 0 | 0 | 0 | 0 | 0 | 0 | 0 | 0 | 0 | 0 | 0 | 0 | 0 | 0 | 0 | 0 | 0 | 0 | 0 | 0 | 0 | 0
Arch Type C |  |  | 0 | 0 | 0 | 0 | 0 | 0 | 0 | 0 | 0 | 0 | 0 | 0 | 0 | 0 | 0 | 0 | 0 | 0 | 0 | 0 | 0 | 0 | 0 | 0 | 0 | 0 | 0 | 0 | 0 | 0 | 0 | 0
0 |  |  | 0 | 0 | 0 | 0 | 0 | 0 | 0 | 0 | 0 | 0 | 0 | 0 | 0 | 0 | 0 | 0 | 0 | 0 | 0 | 0 | 0 | 0 | 0 | 0 | 0 | 0 | 0 | 0 | 0 | 0 | 0 | 0
Reuse |  |  | 0 | 0 | 0 | 0 | 0 | 0 | 0 | 0 | 0 | 0 | 0 | 0 | 0 | 0 | 0 | 0 | 0 | 0 | 0 | 0 | 0 | 0 | 0 | 0 | 0 | 0 | 0 | 0 | 0 | 0 | 0 | 0
Clean |  |  | 0 | 0 | 0 | 0 | 0 | 0 | 0 | 0 | 0 | 0 | 0 | 0 | 0 | 0 | 0 | 0 | 0 | 0 | 0 | 0 | 0 | 0 | 0 | 0 | 0 | 0 | 0 | 0 | 0 | 0 | 0 | 0
Replace |  |  | 0 | 0 | 0 | 0 | 0 | 0 | 0 | 0 | 0 | 0 | 0 | 0 | 0 | 0 | 0 | 0 | 0 | 0 | 0 | 0 | 0 | 0 | 0 | 0 | 0 | 0 | 0 | 0 | 0 | 0 | 0 | 0
Duplicate |  |  | 0 | 0 | 0 | 0 | 0 | 0 | 0 | 0 | 0 | 0 | 0 | 0 | 0 | 0 | 0 | 0 | 0 | 0 | 0 | 0 | 0 | 0 | 30 | times | 0 | 0 | 0 | 0 | 0 | 0 | 0 | 0
R: WTF |  |  | 0 | 0 | 0 | 0 | 0 | 0 | 0 | 0 | 0 | 0 | 0 | 0 | 0 | 0 | 0 | 0 | 0 | 0 | 0 | 0 | 0 | 0 | 0 | 0 | 0 | 0 | 0 | 0 | 0 | 0 | 0 | 0
R: Buffer |  |  | 0 | 0 | 0 | 0 | 0 | 0 | 0 | 0 | 0 | 0 | 0 | 0 | 0 | 0 | 0 | 0 | 0 | 0 | 0 | 0 | 0 | 0 | 0 | 0 | 0 | 0 | 0 | 0 | 0 | 0 | 0 | 0
R: Pickle Juice |  |  | 0 | 0 | 0 | 0 | 0 | 0 | 0 | 0 | 0 | 0 | 0 | 0 | 0 | 0 | 0 | 0 | 0 | 0 | 0 | 0 | 0 | 0 | 0 | 0 | 0 | 0 | 0 | 0 | 0 | 0 | 0 | 0
R: Flush |  |  | 0 | 0 | 0 | 0 | 0 | 0 | 0 | 0 | 0 | 0 | 0 | 0 | 0 | 0 | 0 | 0 | 0 | 0 | 0 | 0 | 0 | 0 | 0 | 0 | 0 | 0 | 0 | 0 | 0 | 0 | 0 | 0
Reagent E |  |  | 0 | 0 | 0 | 0 | 0 | 0 | 0 | 0 | 0 | 0 | 0 | 0 | 0 | 0 | 0 | 0 | 0 | 0 | 0 | 0 | 0 | 0 | 0 | 0 | 0 | 0 | 0 | 0 | 0 | 0 | 0 | 0
Reagent F |  |  | 0 | 0 | 0 | 0 | 0 | 0 | 0 | 0 | 0 | 0 | 0 | 0 | 0 | 0 | 0 | 0 | 0 | 0 | 0 | 0 | 0 | 0 | 0 | 0 | 0 | 0 | 0 | 0 | 0 | 0 | 0 | 0
Reagent G |  |  | 0 | 0 | 0 | 0 | 0 | 0 | 0 | 0 | 0 | 0 | 0 | 0 | 0 | 0 | 0 | 0 | 0 | 0 | 0 | 0 | 0 | 0 | 0 | 0 | 0 | 0 | 0 | 0 | 0 | 0 | 0 | 0
Reagent H |  |  | 0 | 0 | 0 | 0 | 0 | 0 | 0 | 0 | 0 | 0 | 0 | 0 | 0 | 0 | 0 | 0 | 0 | 0 | 0 | 0 | 0 | 0 | 0 | 0 | 0 | 0 | 0 | 0 | 0 | 0 | 0 | 0
Reagent I |  |  | 0 | 0 | 0 | 0 | 0 | 0 | 0 | 0 | 0 | 0 | 0 | 0 | 0 | 0 | 0 | 0 | 0 | 0 | 0 | 0 | 0 | 0 | 0 | 0 | 0 | 0 | 0 | 0 | 0 | 0 | 0 | 0
Reagent J |  |  | 0 | 0 | 0 | 0 | 0 | 0 | 0 | 0 | 0 | 0 | 0 | 0 | 0 | 0 | 0 | 0 | 0 | 0 | 0 | 0 | 0 | 0 | 0 | 0 | 0 | 0 | 0 | 0 | 0 | 0 | 0 | 0
Waste 1 |  |  | 0 | 0 | 0 | 0 | 0 | 0 | 0 | 0 | 0 | 0 | 0 | 0 | 0 | 0 | 0 | 0 | 0 | 0 | 0 | 0 | 0 | 0 | 0 | 0 | 0 | 0 | 0 | 0 | 0 | 0 | 0 | 0
Waste 2 |  |  | 0 | 0 | 0 | 0 | 0 | 0 | 0 | 0 | 0 | 0 | 0 | 0 | 0 | 0 | 0 | 0 | 0 | 0 | 0 | 0 | 0 | 0 | 0 | 0 | 0 | 0 | 0 | 0 | 0 | 0 | 0 | 0
0 |  |  | 0 | 0 | 0 | 0 | 0 | 0 | 0 | 0 | 0 | 0 | 0 | 0 | 0 | 0 | 0 | 0 | 0 | 0 | 0 | 0 | 0 | 0 | 0 | 0 | 0 | 0 | 0 | 0 | 0 | 0 | 0 | 0
Servo axis |  |  | 0 | 0 | 0 | 0 | 0 | 0 | 0 | 0 | 0 | 0 | 0 | 0 | 0 | 0 | 0 | 0 | 0 | 0 | 0 | 0 | 0 | 0 | 0 | 0 | 0 | 0 | 0 | 0 | 0 | 0 | 0 | 0
R Valve axis |  |  | 0 | 0 | 0 | 0 | 0 | 0 | 0 | 0 | 0 | 0 | 0 | 0 | 0 | 0 | 0 | 0 | 0 | 0 | 0 | 0 | 0 | 0 | 0 | 0 | 0 | 0 | 0 | 0 | 0 | 0 | 0 | 0
Discrete (+/-) |  |  | 0 | 0 | 0 | 0 | 0 | 0 | 0 | 0 | 0 | 0 | 0 | 0 | 0 | 0 | 0 | 0 | 0 | 0 | 0 | 0 | 0 | 0 | 0 | 0 | 0 | 0 | 0 | 0 | 0 | 0 | 0 | 0
Contact I/O |  |  | 0 | 0 | 0 | 0 | 0 | 0 | 0 | 0 | 0 | 0 | 0 | 0 | 0 | 0 | 0 | 0 | 0 | 0 | 0 | 0 | 0 | 0 | 0 | 0 | 0 | 0 | 0 | 0 | 0 | 0 | 0 | 0
Analog I/O |  |  | 0 | 0 | 0 | 0 | 0 | 0 | 0 | 0 | 0 | 0 | 0 | 0 | 0 | 0 | 0 | 0 | 0 | 0 | 0 | 0 | 0 | 0 | 0 | 0 | 0 | 0 | 0 | 0 | 0 | 0 | 0 | 0
Digital I/O |  |  | 0 | 0 | 0 | 0 | 0 | 0 | 0 | 0 | 0 | 0 | 0 | 0 | 0 | 0 | 0 | 0 | 0 | 0 | 0 | 0 | 0 | 0 | 0 | 0 | 0 | 0 | 0 | 0 | 0 | 0 | 0 | 0
0 |  |  | 0 | 0 | 0 | 0 | 0 | 0 | 0 | 0 | 0 | 0 | 0 | 0 | 0 | 0 | 0 | 0 | 0 | 0 | 0 | 0 | 0 | 0 | 0 | 0 | 0 | 0 | 0 | 0 | 0 | 0 | 0 | 0
0 |  |  | 17 | 18 | 19 | 20 | 21 | 22 | 23 | 24 | 25 | 26 | 27 | 28 | 29 | 30 | 31 | 32 | 33 | 34 | 35 | 36 | 37 | 38 | 39 | 40 | 41 | 42 | 43 | 44 | 45 | 46 | 47 | 48
Internal Out Req
Ports |  |  | 24: qty; 36: qty
Tubing
0
Pumping
Valving
Space |  |  | 41: 93.75; 42: ml; 44: ml
Mass | bar: 41 to 44
Max dP |  |  | 24: psig
Lysate Vol
0
Arch Type A
Arch Type B
Arch Type C
0
Reuse |  |  | 40: times
Clean |  |  | 40: times
Replace |  |  | 40: times
Duplicate |  |  | 39: 30; 40: times
R: WTF
R: Buffer
R: Pickle Juice
R: Flush
Reagent E
Reagent F
Reagent G
Reagent H
Reagent I
Reagent J
Waste 1
Waste 2
0
Servo axis
R Valve axis
Discrete (+/-)
Contact I/O
Analog I/O
Digital I/O
0
0 |  |  | 17 | 18 | 19 | 20 | 21 | 22 | 23 | 24 | 25 | 26 | 27 | 28 | 29 | 30 | 31 | 32 | 33 | 34 | 35 | 36 | 37 | 38 | 39 | 40 | 41 | 42 | 43 | 44 | 45 | 46 | 47 | 48
|  |  | 0 | 0 | 0 | 0 | 0 | 0 | 0 | 0 | 0 | 0 | 0 | 0 | 0 | 0 | 0 | 0 | 0 | 0 | 0 | 0 | 0 | 0 | 0 | 0 | 0 | 0 | 0 | 0 | 0 | 0 | 0 | 0
Filter:

## APres
|  |  | Heater |  | Temp Sensor
Volume, mL | 0 | [23 empty] | 0
x
m
b | [24 empty] | 0
Dups
0
Mass, kg
Output calculations
| Draft | 0 | Sequester | 0 | Isolation | 0 | Filter | 0 | Filter Pump | 0 | Lyse, Sample Prep | 0 | Reagent Storage | 0 | Reagent Dosing | 0 | Transfer to AM | 0 | Archive | 0 | Archive Preservation | 0 | Archive Storage | 0 | Repeat | 0 | Pressure Housing | 0 | Total ESP Envelop | 0 | Platform | 0 | Control | 0
Functional Req
Seq Volume
Acquisition Time
Particle Size
Filter Rate
Cross Contamination
Open Depth
Max Depth
Lysate volume
Lyse methods
Reagent number
Qty AM's
Archive methods | [21 empty] | qty
Qty Filter events
Qty Archive events | [20 empty] | 30 | qty
0
0
0
Max AUV Extension
Req'd AUV equip vol
Req'd AUV equip mass
AM vol
AM mass
0
0
0
0
0
0
0
Internal In Req
Ports |  |  | 0 | 0 | 0 | 0 | 0 | 0 | 0 | 0 | 0 | 0 | 0 | 0 | 0 | 0 | 0 | 0 | 0 | qty | 0 | 0 | 0 | 0 | 0 | 0 | 0 | 0 | 0 | 0 | 0 | 0 | 0 | 0
Tubing |  |  | 0 | 0 | 0 | 0 | 0 | 0 | 0 | 0 | 0 | 0 | 0 | 0 | 0 | 0 | 0 | 0 | 0 | 0 | 0 | 0 | 0 | 0 | 0 | 0 | 0 | 0 | 0 | 0 | 0 | 0 | 0 | 0
0 |  |  | 0 | 0 | 0 | 0 | 0 | 0 | 0 | 0 | 0 | 0 | 0 | 0 | 0 | 0 | 0 | 0 | 0 | 0 | 0 | 0 | 0 | 0 | 0 | 0 | 0 | 0 | 0 | 0 | 0 | 0 | 0 | 0
Pumping |  |  | 0 | 0 | 0 | 0 | 0 | 0 | 0 | 0 | 0 | 0 | 0 | 0 | 0 | 0 | 0 | 0 | 0 | 0 | 0 | 0 | 0 | 0 | 0 | 0 | 0 | 0 | 0 | 0 | 0 | 0 | 0 | 0
Valving |  |  | 0 | 0 | 0 | 0 | 0 | 0 | 0 | 0 | 0 | 0 | 0 | 0 | 0 | 0 | 0 | 0 | 0 | 0 | 0 | 0 | 0 | 0 | 0 | 0 | 0 | 0 | 0 | 0 | 0 | 0 | 0 | 0
Space |  |  | 0 | 0 | 0 | 0 | 0 | 0 | 0 | 0 | 0 | 0 | 0 | 0 | 0 | 0 | 0 | 0 | 0 | 0 | 0 | 0 | 0 | 0 | 0 | 0 | 0 | 0 | 0 | 0 | 0 | 0 | 0 | 0
Mass |  |  | 0 | 0 | 0 | 0 | 0 | 0 | 0 | 0 | 0 | 0 | 0 | 0 | 0 | 0 | 0 | 0 | 0 | 0 | 0 | 0 | 0 | 0 | 0 | 0 | 0 | 0 | 0 | 0 | 0 | 0 | 0 | 0
Max dP |  |  | 0 | 0 | 0 | 0 | 0 | 0 | 0 | 0 | 0 | 0 | 0 | 0 | 0 | 0 | 0 | 0 | 0 | 0 | 0 | 0 | 0 | 0 | 0 | 0 | 0 | 0 | 0 | 0 | 0 | 0 | 0 | 0
Lysate Vol |  |  | 0 | 0 | 0 | 0 | 0 | 0 | 0 | 0 | 0 | 0 | 0 | 0 | 0 | 0 | 0 | 0 | 0 | 0 | 0 | 0 | 0 | 0 | 0 | 0 | 0 | 0 | 0 | 0 | 0 | 0 | 0 | 0
0 |  |  | 0 | 0 | 0 | 0 | 0 | 0 | 0 | 0 | 0 | 0 | 0 | 0 | 0 | 0 | 0 | 0 | 0 | 0 | 0 | 0 | 0 | 0 | 0 | 0 | 0 | 0 | 0 | 0 | 0 | 0 | 0 | 0
Arch Type A |  |  | 0 | 0 | 0 | 0 | 0 | 0 | 0 | 0 | 0 | 0 | 0 | 0 | 0 | 0 | 0 | 0 | 0 | 0 | 0 | 0 | 0 | 0 | 0 | 0 | 0 | 0 | 0 | 0 | 0 | 0 | 0 | 0
Arch Type B |  |  | 0 | 0 | 0 | 0 | 0 | 0 | 0 | 0 | 0 | 0 | 0 | 0 | 0 | 0 | 0 | 0 | 0 | 0 | 0 | 0 | 0 | 0 | 0 | 0 | 0 | 0 | 0 | 0 | 0 | 0 | 0 | 0
Arch Type C |  |  | 0 | 0 | 0 | 0 | 0 | 0 | 0 | 0 | 0 | 0 | 0 | 0 | 0 | 0 | 0 | 0 | 0 | 0 | 0 | 0 | 0 | 0 | 0 | 0 | 0 | 0 | 0 | 0 | 0 | 0 | 0 | 0
0 |  |  | 0 | 0 | 0 | 0 | 0 | 0 | 0 | 0 | 0 | 0 | 0 | 0 | 0 | 0 | 0 | 0 | 0 | 0 | 0 | 0 | 0 | 0 | 0 | 0 | 0 | 0 | 0 | 0 | 0 | 0 | 0 | 0
Reuse |  |  | 0 | 0 | 0 | 0 | 0 | 0 | 0 | 0 | 0 | 0 | 0 | 0 | 0 | 0 | 0 | 0 | 0 | 0 | 0 | 0 | 0 | 0 | 0 | 0 | 0 | 0 | 0 | 0 | 0 | 0 | 0 | 0
Clean |  |  | 0 | 0 | 0 | 0 | 0 | 0 | 0 | 0 | 0 | 0 | 0 | 0 | 0 | 0 | 0 | 0 | 0 | 0 | 0 | 0 | 0 | 0 | 0 | 0 | 0 | 0 | 0 | 0 | 0 | 0 | 0 | 0
Replace |  |  | 0 | 0 | 0 | 0 | 0 | 0 | 0 | 0 | 0 | 0 | 0 | 0 | 0 | 0 | 0 | 0 | 0 | 0 | 0 | 0 | 0 | 0 | 0 | 0 | 0 | 0 | 0 | 0 | 0 | 0 | 0 | 0
Duplicate |  |  | 0 | 0 | 0 | 0 | 0 | 0 | 0 | 0 | 0 | 0 | 0 | 0 | 0 | 0 | 0 | 0 | 0 | 0 | 0 | 0 | 0 | 0 | 1 | times | 0 | 0 | 0 | 0 | 0 | 0 | 0 | 0
R: WTF |  |  | 0 | 0 | 0 | 0 | 0 | 0 | 0 | 0 | 0 | 0 | 0 | 0 | 0 | 0 | 0 | 0 | 0 | 0 | 0 | 0 | 0 | 0 | 0 | 0 | 0 | 0 | 0 | 0 | 0 | 0 | 0 | 0
R: Buffer |  |  | 0 | 0 | 0 | 0 | 0 | 0 | 0 | 0 | 0 | 0 | 0 | 0 | 0 | 0 | 0 | 0 | 0 | 0 | 0 | 0 | 0 | 0 | 0 | 0 | 0 | 0 | 0 | 0 | 0 | 0 | 0 | 0
R: Pickle Juice |  |  | 0 | 0 | 0 | 0 | 0 | 0 | 0 | 0 | 0 | 0 | 0 | 0 | 0 | 0 | 0 | 0 | 0 | 0 | 0 | 0 | 0 | 0 | 0 | 0 | 0 | 0 | 0 | 0 | 0 | 0 | 0 | 0
R: Flush |  |  | 0 | 0 | 0 | 0 | 0 | 0 | 0 | 0 | 0 | 0 | 0 | 0 | 0 | 0 | 0 | 0 | 0 | 0 | 0 | 0 | 0 | 0 | 0 | 0 | 0 | 0 | 0 | 0 | 0 | 0 | 0 | 0
Reagent E |  |  | 0 | 0 | 0 | 0 | 0 | 0 | 0 | 0 | 0 | 0 | 0 | 0 | 0 | 0 | 0 | 0 | 0 | 0 | 0 | 0 | 0 | 0 | 0 | 0 | 0 | 0 | 0 | 0 | 0 | 0 | 0 | 0
Reagent F |  |  | 0 | 0 | 0 | 0 | 0 | 0 | 0 | 0 | 0 | 0 | 0 | 0 | 0 | 0 | 0 | 0 | 0 | 0 | 0 | 0 | 0 | 0 | 0 | 0 | 0 | 0 | 0 | 0 | 0 | 0 | 0 | 0
Reagent G |  |  | 0 | 0 | 0 | 0 | 0 | 0 | 0 | 0 | 0 | 0 | 0 | 0 | 0 | 0 | 0 | 0 | 0 | 0 | 0 | 0 | 0 | 0 | 0 | 0 | 0 | 0 | 0 | 0 | 0 | 0 | 0 | 0
Reagent H |  |  | 0 | 0 | 0 | 0 | 0 | 0 | 0 | 0 | 0 | 0 | 0 | 0 | 0 | 0 | 0 | 0 | 0 | 0 | 0 | 0 | 0 | 0 | 0 | 0 | 0 | 0 | 0 | 0 | 0 | 0 | 0 | 0
Reagent I |  |  | 0 | 0 | 0 | 0 | 0 | 0 | 0 | 0 | 0 | 0 | 0 | 0 | 0 | 0 | 0 | 0 | 0 | 0 | 0 | 0 | 0 | 0 | 0 | 0 | 0 | 0 | 0 | 0 | 0 | 0 | 0 | 0
Reagent J |  |  | 0 | 0 | 0 | 0 | 0 | 0 | 0 | 0 | 0 | 0 | 0 | 0 | 0 | 0 | 0 | 0 | 0 | 0 | 0 | 0 | 0 | 0 | 0 | 0 | 0 | 0 | 0 | 0 | 0 | 0 | 0 | 0
Waste 1 |  |  | 0 | 0 | 0 | 0 | 0 | 0 | 0 | 0 | 0 | 0 | 0 | 0 | 0 | 0 | 0 | 0 | 0 | 0 | 0 | 0 | 0 | 0 | 0 | 0 | 0 | 0 | 0 | 0 | 0 | 0 | 0 | 0
Waste 2 |  |  | 0 | 0 | 0 | 0 | 0 | 0 | 0 | 0 | 0 | 0 | 0 | 0 | 0 | 0 | 0 | 0 | 0 | 0 | 0 | 0 | 0 | 0 | 0 | 0 | 0 | 0 | 0 | 0 | 0 | 0 | 0 | 0
0 |  |  | 0 | 0 | 0 | 0 | 0 | 0 | 0 | 0 | 0 | 0 | 0 | 0 | 0 | 0 | 0 | 0 | 0 | 0 | 0 | 0 | 0 | 0 | 0 | 0 | 0 | 0 | 0 | 0 | 0 | 0 | 0 | 0
Servo axis |  |  | 0 | 0 | 0 | 0 | 0 | 0 | 0 | 0 | 0 | 0 | 0 | 0 | 0 | 0 | 0 | 0 | 0 | 0 | 0 | 0 | 0 | 0 | 0 | 0 | 0 | 0 | 0 | 0 | 0 | 0 | 0 | 0
R Valve axis |  |  | 0 | 0 | 0 | 0 | 0 | 0 | 0 | 0 | 0 | 0 | 0 | 0 | 0 | 0 | 0 | 0 | 0 | 0 | 0 | 0 | 0 | 0 | 0 | 0 | 0 | 0 | 0 | 0 | 0 | 0 | 0 | 0
Discrete (+/-) |  |  | 0 | 0 | 0 | 0 | 0 | 0 | 0 | 0 | 0 | 0 | 0 | 0 | 0 | 0 | 0 | 0 | 0 | 0 | 0 | 0 | 0 | 0 | 0 | 0 | 0 | 0 | 0 | 0 | 0 | 0 | 0 | 0
Contact I/O |  |  | 0 | 0 | 0 | 0 | 0 | 0 | 0 | 0 | 0 | 0 | 0 | 0 | 0 | 0 | 0 | 0 | 0 | 0 | 0 | 0 | 0 | 0 | 0 | 0 | 0 | 0 | 0 | 0 | 0 | 0 | 0 | 0
Analog I/O |  |  | 0 | 0 | 0 | 0 | 0 | 0 | 0 | 0 | 0 | 0 | 0 | 0 | 0 | 0 | 0 | 0 | 0 | 0 | 0 | 0 | 0 | 0 | 0 | 0 | 0 | 0 | 0 | 0 | 0 | 0 | 0 | 0
Digital I/O |  |  | 0 | 0 | 0 | 0 | 0 | 0 | 0 | 0 | 0 | 0 | 0 | 0 | 0 | 0 | 0 | 0 | 0 | 0 | 0 | 0 | 0 | 0 | 0 | 0 | 0 | 0 | 0 | 0 | 0 | 0 | 0 | 0
0 |  |  | 0 | 0 | 0 | 0 | 0 | 0 | 0 | 0 | 0 | 0 | 0 | 0 | 0 | 0 | 0 | 0 | 0 | 0 | 0 | 0 | 0 | 0 | 0 | 0 | 0 | 0 | 0 | 0 | 0 | 0 | 0 | 0
0 |  |  | 19 | 20 | 21 | 22 | 23 | 24 | 25 | 26 | 27 | 28 | 29 | 30 | 31 | 32 | 33 | 34 | 35 | 36 | 37 | 38 | 39 | 40 | 41 | 42 | 43 | 44 | 45 | 46 | 47 | 48 | 49 | 50
Internal Out Req
Ports
Tubing
0
Pumping
Valving
Space |  |  | 43: 0; 44: cc; 46: cc
Mass | bar: 43; 45
Max dP
Lysate Vol
0
Arch Type A
Arch Type B
Arch Type C
0
Reuse |  |  | 31: 30; 32: times; 41: 30; 42: times
Clean |  |  | 31: 30; 32: times; 41: 30; 42: times
Replace |  |  | 42: times
Duplicate |  |  | 41: 1; 42: times
R: WTF |  |  | 31: 0; 32: mL
R: Buffer | bar: 31 to 32
R: Pickle Juice | bar: 31 to 32
R: Flush | bar: 31 to 32
Reagent E | bar: 31 to 32
Reagent F | bar: 31 to 32
Reagent G | bar: 31 to 32
Reagent H | bar: 31 to 32
Reagent I | bar: 31 to 32
Reagent J | bar: 31 to 32
Waste 1
Waste 2
0
Servo axis |  |  | 49: 0; 50: ea
R Valve axis | bar: 49 to 50
Discrete (+/-) | bar: 49 to 50
Contact I/O | bar: 49 to 50
Analog I/O |  |  | 49: 0; 50: ea
Digital I/O | bar: 49 to 50
0
0 |  |  | 19 | 20 | 21 | 22 | 23 | 24 | 25 | 26 | 27 | 28 | 29 | 30 | 31 | 32 | 33 | 34 | 35 | 36 | 37 | 38 | 39 | 40 | 41 | 42 | 43 | 44 | 45 | 46 | 47 | 48 | 49 | 50
|  |  | 0 | 0 | 0 | 0 | 0 | 0 | 0 | 0 | 0 | 0 | 0 | 0 | 0 | 0 | 0 | 0 | 0 | 0 | 0 | 0 | 0 | 0 | 0 | 0 | 0 | 0 | 0 | 0 | 0 | 0 | 0 | 0
Archive Preservation
Same heater an snesor as filtering

## ArcSt
| Draft | 0 | Sequester | 0 | Isolation | 0 | Filter | 0 | Filter Pump | 0 | Lyse, Sample Prep | 0 | Reagent Storage | 0 | Reagent Dosing | 0 | Transfer to AM | 0 | Archive | 0 | Archive Preservation | 0 | Archive Storage | 0 | Repeat | 0 | Pressure Housing | 0 | Total ESP Envelop | 0 | Platform | 0 | Control | 0
Functional Req
Seq Volume
Acquisition Time
Particle Size
Filter Rate
Cross Contamination
Open Depth
Max Depth
Lysate volume
Lyse methods
Reagent number
Qty AM's
Archive methods
Qty Filter events
Qty Archive events
0
0
0
Max AUV Extension
Req'd AUV equip vol
Req'd AUV equip mass
AM vol
AM mass
0
0
0
0
0
0
0
Internal In Req
Ports |  |  | 0 | 0 | 0 | 0 | 0 | 0 | 0 | 0 | 0 | 0 | 0 | 0 | 0 | 0 | 0 | 0 | 0 | 0 | 0 | 0 | 0 | 0 | 0 | 0 | 0 | 0 | 0 | 0 | 0 | 0 | 0 | 0
Tubing |  |  | 0 | 0 | 0 | 0 | 0 | 0 | 0 | 0 | 0 | 0 | 0 | 0 | 0 | 0 | 0 | 0 | 0 | 0 | 0 | 0 | 0 | 0 | 0 | 0 | 0 | 0 | 0 | 0 | 0 | 0 | 0 | 0
0 |  |  | 0 | 0 | 0 | 0 | 0 | 0 | 0 | 0 | 0 | 0 | 0 | 0 | 0 | 0 | 0 | 0 | 0 | 0 | 0 | 0 | 0 | 0 | 0 | 0 | 0 | 0 | 0 | 0 | 0 | 0 | 0 | 0
Pumping |  |  | 0 | 0 | 0 | 0 | 0 | 0 | 0 | 0 | 0 | 0 | 0 | 0 | 0 | 0 | 0 | 0 | 0 | 0 | 0 | 0 | 0 | 0 | 0 | 0 | 0 | 0 | 0 | 0 | 0 | 0 | 0 | 0
Valving |  |  | 0 | 0 | 0 | 0 | 0 | 0 | 0 | 0 | 0 | 0 | 0 | 0 | 0 | 0 | 0 | 0 | 0 | 0 | 0 | 0 | 0 | 0 | 0 | 0 | 0 | 0 | 0 | 0 | 0 | 0 | 0 | 0
Space |  |  | 0 | 0 | 0 | 0 | 0 | 0 | 0 | 0 | 0 | 0 | 0 | 0 | 0 | 0 | 0 | 0 | 0 | 0 | 0 | 0 | 0 | 0 | 0 | 0 | 0 | 0 | 0 | 0 | 0 | 0 | 0 | 0
Mass |  |  | 0 | 0 | 0 | 0 | 0 | 0 | 0 | 0 | 0 | 0 | 0 | 0 | 0 | 0 | 0 | 0 | 0 | 0 | 0 | 0 | 0 | 0 | 0 | 0 | 0 | 0 | 0 | 0 | 0 | 0 | 0 | 0
Max dP |  |  | 0 | 0 | 0 | 0 | 0 | 0 | 0 | 0 | 0 | 0 | 0 | 0 | 0 | 0 | 0 | 0 | 0 | 0 | 0 | 0 | 0 | 0 | 0 | 0 | 0 | 0 | 0 | 0 | 0 | 0 | 0 | 0
Lysate Vol |  |  | 0 | 0 | 0 | 0 | 0 | 0 | 0 | 0 | 0 | 0 | 0 | 0 | 0 | 0 | 0 | 0 | 0 | 0 | 0 | 0 | 0 | 0 | 0 | 0 | 0 | 0 | 0 | 0 | 0 | 0 | 0 | 0
0 |  |  | 0 | 0 | 0 | 0 | 0 | 0 | 0 | 0 | 0 | 0 | 0 | 0 | 0 | 0 | 0 | 0 | 0 | 0 | 0 | 0 | 0 | 0 | 0 | 0 | 0 | 0 | 0 | 0 | 0 | 0 | 0 | 0
Arch Type A |  |  | 0 | 0 | 0 | 0 | 0 | 0 | 0 | 0 | 0 | 0 | 0 | 0 | 0 | 0 | 0 | 0 | 0 | 0 | 0 | 0 | 0 | 0 | 0 | 0 | 0 | 0 | 0 | 0 | 0 | 0 | 0 | 0
Arch Type B |  |  | 0 | 0 | 0 | 0 | 0 | 0 | 0 | 0 | 0 | 0 | 0 | 0 | 0 | 0 | 0 | 0 | 0 | 0 | 0 | 0 | 0 | 0 | 0 | 0 | 0 | 0 | 0 | 0 | 0 | 0 | 0 | 0
Arch Type C |  |  | 0 | 0 | 0 | 0 | 0 | 0 | 0 | 0 | 0 | 0 | 0 | 0 | 0 | 0 | 0 | 0 | 0 | 0 | 0 | 0 | 0 | 0 | 0 | 0 | 0 | 0 | 0 | 0 | 0 | 0 | 0 | 0
0 |  |  | 0 | 0 | 0 | 0 | 0 | 0 | 0 | 0 | 0 | 0 | 0 | 0 | 0 | 0 | 0 | 0 | 0 | 0 | 0 | 0 | 0 | 0 | 0 | 0 | 0 | 0 | 0 | 0 | 0 | 0 | 0 | 0
Reuse |  |  | 0 | 0 | 0 | 0 | 0 | 0 | 0 | 0 | 0 | 0 | 0 | 0 | 0 | 0 | 0 | 0 | 0 | 0 | 0 | 0 | 0 | 0 | 0 | 0 | 0 | 0 | 0 | 0 | 0 | 0 | 0 | 0
Clean |  |  | 0 | 0 | 0 | 0 | 0 | 0 | 0 | 0 | 0 | 0 | 0 | 0 | 0 | 0 | 0 | 0 | 0 | 0 | 0 | 0 | 0 | 0 | 0 | 0 | 0 | 0 | 0 | 0 | 0 | 0 | 0 | 0
Replace |  |  | 0 | 0 | 0 | 0 | 0 | 0 | 0 | 0 | 0 | 0 | 0 | 0 | 0 | 0 | 0 | 0 | 0 | 0 | 0 | 0 | 0 | 0 | 0 | 0 | 0 | 0 | 0 | 0 | 0 | 0 | 0 | 0
Duplicate |  |  | 0 | 0 | 0 | 0 | 0 | 0 | 0 | 0 | 0 | 0 | 0 | 0 | 0 | 0 | 0 | 0 | 0 | 0 | 0 | 0 | 0 | 0 | 0 | times | 0 | 0 | 0 | 0 | 0 | 0 | 0 | 0
R: WTF |  |  | 0 | 0 | 0 | 0 | 0 | 0 | 0 | 0 | 0 | 0 | 0 | 0 | 0 | 0 | 0 | 0 | 0 | 0 | 0 | 0 | 0 | 0 | 0 | 0 | 0 | 0 | 0 | 0 | 0 | 0 | 0 | 0
R: Buffer |  |  | 0 | 0 | 0 | 0 | 0 | 0 | 0 | 0 | 0 | 0 | 0 | 0 | 0 | 0 | 0 | 0 | 0 | 0 | 0 | 0 | 0 | 0 | 0 | 0 | 0 | 0 | 0 | 0 | 0 | 0 | 0 | 0
R: Pickle Juice |  |  | 0 | 0 | 0 | 0 | 0 | 0 | 0 | 0 | 0 | 0 | 0 | 0 | 0 | 0 | 0 | 0 | 0 | 0 | 0 | 0 | 0 | 0 | 0 | 0 | 0 | 0 | 0 | 0 | 0 | 0 | 0 | 0
R: Flush |  |  | 0 | 0 | 0 | 0 | 0 | 0 | 0 | 0 | 0 | 0 | 0 | 0 | 0 | 0 | 0 | 0 | 0 | 0 | 0 | 0 | 0 | 0 | 0 | 0 | 0 | 0 | 0 | 0 | 0 | 0 | 0 | 0
Reagent E |  |  | 0 | 0 | 0 | 0 | 0 | 0 | 0 | 0 | 0 | 0 | 0 | 0 | 0 | 0 | 0 | 0 | 0 | 0 | 0 | 0 | 0 | 0 | 0 | 0 | 0 | 0 | 0 | 0 | 0 | 0 | 0 | 0
Reagent F |  |  | 0 | 0 | 0 | 0 | 0 | 0 | 0 | 0 | 0 | 0 | 0 | 0 | 0 | 0 | 0 | 0 | 0 | 0 | 0 | 0 | 0 | 0 | 0 | 0 | 0 | 0 | 0 | 0 | 0 | 0 | 0 | 0
Reagent G |  |  | 0 | 0 | 0 | 0 | 0 | 0 | 0 | 0 | 0 | 0 | 0 | 0 | 0 | 0 | 0 | 0 | 0 | 0 | 0 | 0 | 0 | 0 | 0 | 0 | 0 | 0 | 0 | 0 | 0 | 0 | 0 | 0
Reagent H |  |  | 0 | 0 | 0 | 0 | 0 | 0 | 0 | 0 | 0 | 0 | 0 | 0 | 0 | 0 | 0 | 0 | 0 | 0 | 0 | 0 | 0 | 0 | 0 | 0 | 0 | 0 | 0 | 0 | 0 | 0 | 0 | 0
Reagent I |  |  | 0 | 0 | 0 | 0 | 0 | 0 | 0 | 0 | 0 | 0 | 0 | 0 | 0 | 0 | 0 | 0 | 0 | 0 | 0 | 0 | 0 | 0 | 0 | 0 | 0 | 0 | 0 | 0 | 0 | 0 | 0 | 0
Reagent J |  |  | 0 | 0 | 0 | 0 | 0 | 0 | 0 | 0 | 0 | 0 | 0 | 0 | 0 | 0 | 0 | 0 | 0 | 0 | 0 | 0 | 0 | 0 | 0 | 0 | 0 | 0 | 0 | 0 | 0 | 0 | 0 | 0
Waste 1 |  |  | 0 | 0 | 0 | 0 | 0 | 0 | 0 | 0 | 0 | 0 | 0 | 0 | 0 | 0 | 0 | 0 | 0 | 0 | 0 | 0 | 0 | 0 | 0 | 0 | 0 | 0 | 0 | 0 | 0 | 0 | 0 | 0
Waste 2 |  |  | 0 | 0 | 0 | 0 | 0 | 0 | 0 | 0 | 0 | 0 | 0 | 0 | 0 | 0 | 0 | 0 | 0 | 0 | 0 | 0 | 0 | 0 | 0 | 0 | 0 | 0 | 0 | 0 | 0 | 0 | 0 | 0
0 |  |  | 0 | 0 | 0 | 0 | 0 | 0 | 0 | 0 | 0 | 0 | 0 | 0 | 0 | 0 | 0 | 0 | 0 | 0 | 0 | 0 | 0 | 0 | 0 | 0 | 0 | 0 | 0 | 0 | 0 | 0 | 0 | 0
Servo axis |  |  | 0 | 0 | 0 | 0 | 0 | 0 | 0 | 0 | 0 | 0 | 0 | 0 | 0 | 0 | 0 | 0 | 0 | 0 | 0 | 0 | 0 | 0 | 0 | 0 | 0 | 0 | 0 | 0 | 0 | 0 | 0 | 0
R Valve axis |  |  | 0 | 0 | 0 | 0 | 0 | 0 | 0 | 0 | 0 | 0 | 0 | 0 | 0 | 0 | 0 | 0 | 0 | 0 | 0 | 0 | 0 | 0 | 0 | 0 | 0 | 0 | 0 | 0 | 0 | 0 | 0 | 0
Discrete (+/-) |  |  | 0 | 0 | 0 | 0 | 0 | 0 | 0 | 0 | 0 | 0 | 0 | 0 | 0 | 0 | 0 | 0 | 0 | 0 | 0 | 0 | 0 | 0 | 0 | 0 | 0 | 0 | 0 | 0 | 0 | 0 | 0 | 0
Contact I/O |  |  | 0 | 0 | 0 | 0 | 0 | 0 | 0 | 0 | 0 | 0 | 0 | 0 | 0 | 0 | 0 | 0 | 0 | 0 | 0 | 0 | 0 | 0 | 0 | 0 | 0 | 0 | 0 | 0 | 0 | 0 | 0 | 0
Analog I/O |  |  | 0 | 0 | 0 | 0 | 0 | 0 | 0 | 0 | 0 | 0 | 0 | 0 | 0 | 0 | 0 | 0 | 0 | 0 | 0 | 0 | 0 | 0 | 0 | 0 | 0 | 0 | 0 | 0 | 0 | 0 | 0 | 0
Digital I/O |  |  | 0 | 0 | 0 | 0 | 0 | 0 | 0 | 0 | 0 | 0 | 0 | 0 | 0 | 0 | 0 | 0 | 0 | 0 | 0 | 0 | 0 | 0 | 0 | 0 | 0 | 0 | 0 | 0 | 0 | 0 | 0 | 0
0 |  |  | 0 | 0 | 0 | 0 | 0 | 0 | 0 | 0 | 0 | 0 | 0 | 0 | 0 | 0 | 0 | 0 | 0 | 0 | 0 | 0 | 0 | 0 | 0 | 0 | 0 | 0 | 0 | 0 | 0 | 0 | 0 | 0
0 |  |  | 21 | 22 | 23 | 24 | 25 | 26 | 27 | 28 | 29 | 30 | 31 | 32 | 33 | 34 | 35 | 36 | 37 | 38 | 39 | 40 | 41 | 42 | 43 | 44 | 45 | 46 | 47 | 48 | 49 | 50 | 51 | 52
Internal Out Req
Ports
Tubing
0
Pumping
Valving
Space |  |  | 46: cu-in; 48: cu-in
Mass | bar: 45 to 48
Max dP
Lysate Vol
0
Arch Type A
Arch Type B
Arch Type C
0
Reuse |  |  | 44: times
Clean |  |  | 44: times
Replace |  |  | 44: times
Duplicate |  |  | 44: times
R: WTF
R: Buffer
R: Pickle Juice
R: Flush
Reagent E
Reagent F
Reagent G
Reagent H
Reagent I
Reagent J
Waste 1
Waste 2
0
Servo axis
R Valve axis
Discrete (+/-)
Contact I/O
Analog I/O
Digital I/O
0
0 |  |  | 21 | 22 | 23 | 24 | 25 | 26 | 27 | 28 | 29 | 30 | 31 | 32 | 33 | 34 | 35 | 36 | 37 | 38 | 39 | 40 | 41 | 42 | 43 | 44 | 45 | 46 | 47 | 48 | 49 | 50 | 51 | 52
|  |  | 0 | 0 | 0 | 0 | 0 | 0 | 0 | 0 | 0 | 0 | 0 | 0 | 0 | 0 | 0 | 0 | 0 | 0 | 0 | 0 | 0 | 0 | 0 | 0 | 0 | 0 | 0 | 0 | 0 | 0 | 0 | 0

## Rep
|  |  | Donut Motor |  | Donut bearings |  | Donut Base
Volume, mL | 415 |  | 165 |  | 100 |  | 150
m |  |  | 1 | ea | 1 | each | 30 | ea
x |  |  | 165 | cc | 100 | cc | 5 | cc
b |  |  | 0 | ml |  | cc | 0 | ml
Dups |  |  | 1 | times | 1 | times | 1 | times
0
Mass, kg
Output calculations
| Draft | 0 | Sequester | 0 | Isolation | 0 | Filter | 0 | Filter Pump | 0 | Lyse, Sample Prep | 0 | Reagent Storage | 0 | Reagent Dosing | 0 | Transfer to AM | 0 | Archive | 0 | Archive Preservation | 0 | Archive Storage | 0 | Repeat | 0 | Pressure Housing | 0 | Total ESP Envelop | 0 | Platform | 0 | Control | 0
Functional Req
Seq Volume
Acquisition Time
Particle Size
Filter Rate
Cross Contamination
Open Depth
Max Depth
Lysate volume
Lyse methods
Reagent number
Qty AM's
Archive methods
Qty Filter events
Qty Archive events
0
0
0
Max AUV Extension
Req'd AUV equip vol
Req'd AUV equip mass
AM vol
AM mass
0
0
0
0
0
0
0
Internal In Req
Ports |  |  | 0 | 0 | 0 | 0 | 0 | 0 | 0 | 0 | 0 | 0 | 0 | 0 | 0 | 0 | 0 | 0 | 0 | 0 | 0 | 0 | 0 | 0 | 0 | 0 | 0 | 0 | 0 | 0 | 0 | 0 | 0 | 0
Tubing |  |  | 0 | 0 | 0 | 0 | 0 | 0 | 0 | 0 | 0 | 0 | 0 | 0 | 0 | 0 | 0 | 0 | 0 | 0 | 0 | 0 | 0 | 0 | 0 | 0 | 0 | 0 | 0 | 0 | 0 | 0 | 0 | 0
0 |  |  | 0 | 0 | 0 | 0 | 0 | 0 | 0 | 0 | 0 | 0 | 0 | 0 | 0 | 0 | 0 | 0 | 0 | 0 | 0 | 0 | 0 | 0 | 0 | 0 | 0 | 0 | 0 | 0 | 0 | 0 | 0 | 0
Pumping |  |  | 0 | 0 | 0 | 0 | 0 | 0 | 0 | 0 | 0 | 0 | 0 | 0 | 0 | 0 | 0 | 0 | 0 | 0 | 0 | 0 | 0 | 0 | 0 | 0 | 0 | 0 | 0 | 0 | 0 | 0 | 0 | 0
Valving |  |  | 0 | 0 | 0 | 0 | 0 | 0 | 0 | 0 | 0 | 0 | 0 | 0 | 0 | 0 | 0 | 0 | 0 | 0 | 0 | 0 | 0 | 0 | 0 | 0 | 0 | 0 | 0 | 0 | 0 | 0 | 0 | 0
Space |  |  | 0 | 0 | 0 | 0 | 0 | 0 | 0 | 0 | 0 | 0 | 0 | 0 | 0 | 0 | 0 | 0 | 0 | 0 | 0 | 0 | 0 | 0 | 0 | 0 | 0 | 0 | 0 | 0 | 0 | 0 | 0 | 0
Mass |  |  | 0 | 0 | 0 | 0 | 0 | 0 | 0 | 0 | 0 | 0 | 0 | 0 | 0 | 0 | 0 | 0 | 0 | 0 | 0 | 0 | 0 | 0 | 0 | 0 | 0 | 0 | 0 | 0 | 0 | 0 | 0 | 0
Max dP |  |  | 0 | 0 | 0 | 0 | 0 | 0 | 0 | 0 | 0 | 0 | 0 | 0 | 0 | 0 | 0 | 0 | 0 | 0 | 0 | 0 | 0 | 0 | 0 | 0 | 0 | 0 | 0 | 0 | 0 | 0 | 0 | 0
Lysate Vol |  |  | 0 | 0 | 0 | 0 | 0 | 0 | 0 | 0 | 0 | 0 | 0 | 0 | 0 | 0 | 0 | 0 | 0 | 0 | 0 | 0 | 0 | 0 | 0 | 0 | 0 | 0 | 0 | 0 | 0 | 0 | 0 | 0
0 |  |  | 0 | 0 | 0 | 0 | 0 | 0 | 0 | 0 | 0 | 0 | 0 | 0 | 0 | 0 | 0 | 0 | 0 | 0 | 0 | 0 | 0 | 0 | 0 | 0 | 0 | 0 | 0 | 0 | 0 | 0 | 0 | 0
Arch Type A |  |  | 0 | 0 | 0 | 0 | 0 | 0 | 0 | 0 | 0 | 0 | 0 | 0 | 0 | 0 | 0 | 0 | 0 | 0 | 0 | 0 | 0 | 0 | 0 | 0 | 0 | 0 | 0 | 0 | 0 | 0 | 0 | 0
Arch Type B |  |  | 0 | 0 | 0 | 0 | 0 | 0 | 0 | 0 | 0 | 0 | 0 | 0 | 0 | 0 | 0 | 0 | 0 | 0 | 0 | 0 | 0 | 0 | 0 | 0 | 0 | 0 | 0 | 0 | 0 | 0 | 0 | 0
Arch Type C |  |  | 0 | 0 | 0 | 0 | 0 | 0 | 0 | 0 | 0 | 0 | 0 | 0 | 0 | 0 | 0 | 0 | 0 | 0 | 0 | 0 | 0 | 0 | 0 | 0 | 0 | 0 | 0 | 0 | 0 | 0 | 0 | 0
0 |  |  | 0 | 0 | 0 | 0 | 0 | 0 | 0 | 0 | 0 | 0 | 0 | 0 | 0 | 0 | 0 | 0 | 0 | 0 | 0 | 0 | 0 | 0 | 0 | 0 | 0 | 0 | 0 | 0 | 0 | 0 | 0 | 0
Reuse |  |  | 0 | times | 0 | times | 0 | times | 0 | times | 0 | times | 0 | times | 30 | times | 30 | times | 0 | times | 30 | times | 0 | times | 0 | 0 | 0 | 0 | 0 | 0 | 0 | 0 | 0 | 0
Clean |  |  | 0 | times | 30 | times | 0 | times | 0 | times | 0 | times | 0 | times | 30 | times | 30 | times | 0 | times | 30 | times | 0 | times | 0 | 0 | 0 | 0 | 0 | 0 | 0 | 0 | 0 | 0
Replace |  |  | 0 | times | 0 | times | 0 | times | 0 | times | 0 | times | 0 | times | 0 | times | 0 | times | 0 | times | 0 | times | 0 | times | 0 | 0 | 0 | 0 | 0 | 0 | 0 | 0 | 0 | 0
Duplicate |  |  | 1 | times | 1 | times | 30 | times | 1 | times | 30 | times | 30 | times | 1 | times | 1 | times | 30 | times | 1 | times | 0 | times | 0 | 0 | 0 | 0 | 0 | 0 | 0 | 0 | 0 | 0
R: WTF |  |  | 0 | 0 | 0 | 0 | 0 | 0 | 0 | 0 | 0 | 0 | 0 | 0 | 0 | mL | 0 | 0 | 0 | 0 | 0 | 0 | 0 | 0 | 0 | 0 | 0 | 0 | 0 | 0 | 0 | 0 | 0 | 0
R: Buffer |  |  | 0 | 0 | 0 | 0 | 0 | 0 | 0 | 0 | 0 | 0 | 0 | 0 | 0 | mL | 0 | 0 | 0 | 0 | 0 | 0 | 0 | 0 | 0 | 0 | 0 | 0 | 0 | 0 | 0 | 0 | 0 | 0
R: Pickle Juice |  |  | 0 | 0 | 0 | 0 | 0 | 0 | 0 | 0 | 0 | 0 | 0 | 0 | 0 | mL | 0 | 0 | 0 | 0 | 0 | 0 | 0 | 0 | 0 | 0 | 0 | 0 | 0 | 0 | 0 | 0 | 0 | 0
R: Flush |  |  | 0 | 0 | 0 | 0 | 0 | 0 | 0 | 0 | 0 | 0 | 0 | 0 | 0 | mL | 0 | 0 | 0 | 0 | 0 | 0 | 0 | 0 | 0 | 0 | 0 | 0 | 0 | 0 | 0 | 0 | 0 | 0
Reagent E |  |  | 0 | 0 | 0 | 0 | 0 | 0 | 0 | 0 | 0 | 0 | 0 | 0 | 0 | mL | 0 | 0 | 0 | 0 | 0 | 0 | 0 | 0 | 0 | 0 | 0 | 0 | 0 | 0 | 0 | 0 | 0 | 0
Reagent F |  |  | 0 | 0 | 0 | 0 | 0 | 0 | 0 | 0 | 0 | 0 | 0 | 0 | 0 | mL | 0 | 0 | 0 | 0 | 0 | 0 | 0 | 0 | 0 | 0 | 0 | 0 | 0 | 0 | 0 | 0 | 0 | 0
Reagent G |  |  | 0 | 0 | 0 | 0 | 0 | 0 | 0 | 0 | 0 | 0 | 0 | 0 | 0 | mL | 0 | 0 | 0 | 0 | 0 | 0 | 0 | 0 | 0 | 0 | 0 | 0 | 0 | 0 | 0 | 0 | 0 | 0
Reagent H |  |  | 0 | 0 | 0 | 0 | 0 | 0 | 0 | 0 | 0 | 0 | 0 | 0 | 0 | mL | 0 | 0 | 0 | 0 | 0 | 0 | 0 | 0 | 0 | 0 | 0 | 0 | 0 | 0 | 0 | 0 | 0 | 0
Reagent I |  |  | 0 | 0 | 0 | 0 | 0 | 0 | 0 | 0 | 0 | 0 | 0 | 0 | 0 | mL | 0 | 0 | 0 | 0 | 0 | 0 | 0 | 0 | 0 | 0 | 0 | 0 | 0 | 0 | 0 | 0 | 0 | 0
Reagent J |  |  | 0 | 0 | 0 | 0 | 0 | 0 | 0 | 0 | 0 | 0 | 0 | 0 | 0 | mL | 0 | 0 | 0 | 0 | 0 | 0 | 0 | 0 | 0 | 0 | 0 | 0 | 0 | 0 | 0 | 0 | 0 | 0
Waste 1 |  |  | 0 | 0 | 0 | 0 | 0 | 0 | 0 | 0 | 0 | 0 | 0 | 0 | 0 | 0 | 0 | 0 | 0 | 0 | 0 | 0 | 0 | 0 | 0 | 0 | 0 | 0 | 0 | 0 | 0 | 0 | 0 | 0
Waste 2 |  |  | 0 | 0 | 0 | 0 | 0 | 0 | 0 | 0 | 0 | 0 | 0 | 0 | 0 | 0 | 0 | 0 | 0 | 0 | 0 | 0 | 0 | 0 | 0 | 0 | 0 | 0 | 0 | 0 | 0 | 0 | 0 | 0
0 |  |  | 0 | 0 | 0 | 0 | 0 | 0 | 0 | 0 | 0 | 0 | 0 | 0 | 0 | 0 | 0 | 0 | 0 | 0 | 0 | 0 | 0 | 0 | 0 | 0 | 0 | 0 | 0 | 0 | 0 | 0 | 0 | 0
Servo axis |  |  | 0 | 0 | 0 | 0 | 0 | 0 | 0 | 0 | 0 | 0 | 0 | 0 | 0 | 0 | 0 | 0 | 0 | 0 | 0 | 0 | 0 | 0 | 0 | 0 | 0 | 0 | 0 | 0 | 0 | 0 | 0 | 0
R Valve axis |  |  | 0 | 0 | 0 | 0 | 0 | 0 | 0 | 0 | 0 | 0 | 0 | 0 | 0 | 0 | 0 | 0 | 0 | 0 | 0 | 0 | 0 | 0 | 0 | 0 | 0 | 0 | 0 | 0 | 0 | 0 | 0 | 0
Discrete (+/-) |  |  | 0 | 0 | 0 | 0 | 0 | 0 | 0 | 0 | 0 | 0 | 0 | 0 | 0 | 0 | 0 | 0 | 0 | 0 | 0 | 0 | 0 | 0 | 0 | 0 | 0 | 0 | 0 | 0 | 0 | 0 | 0 | 0
Contact I/O |  |  | 0 | 0 | 0 | 0 | 0 | 0 | 0 | 0 | 0 | 0 | 0 | 0 | 0 | 0 | 0 | 0 | 0 | 0 | 0 | 0 | 0 | 0 | 0 | 0 | 0 | 0 | 0 | 0 | 0 | 0 | 0 | 0
Analog I/O |  |  | 0 | 0 | 0 | 0 | 0 | 0 | 0 | 0 | 0 | 0 | 0 | 0 | 0 | 0 | 0 | 0 | 0 | 0 | 0 | 0 | 0 | 0 | 0 | 0 | 0 | 0 | 0 | 0 | 0 | 0 | 0 | 0
Digital I/O |  |  | 0 | 0 | 0 | 0 | 0 | 0 | 0 | 0 | 0 | 0 | 0 | 0 | 0 | 0 | 0 | 0 | 0 | 0 | 0 | 0 | 0 | 0 | 0 | 0 | 0 | 0 | 0 | 0 | 0 | 0 | 0 | 0
0 |  |  | 0 | 0 | 0 | 0 | 0 | 0 | 0 | 0 | 0 | 0 | 0 | 0 | 0 | 0 | 0 | 0 | 0 | 0 | 0 | 0 | 0 | 0 | 0 | 0 | 0 | 0 | 0 | 0 | 0 | 0 | 0 | 0
0 |  |  | 23 | 24 | 25 | 26 | 27 | 28 | 29 | 30 | 31 | 32 | 33 | 34 | 35 | 36 | 37 | 38 | 39 | 40 | 41 | 42 | 43 | 44 | 45 | 46 | 47 | 48 | 49 | 50 | 51 | 52 | 53 | 54
Internal Out Req
Ports
Tubing
0
Pumping
Valving
Space |  |  | 47: 415; 48: cc; 50: cc
Mass | bar: 47 to 50
Max dP
Lysate Vol
0
Arch Type A
Arch Type B
Arch Type C
0
Reuse
Clean
Replace
Duplicate |  |  | 1 | times | 1 | times | 30 | times | 1 | times | 30 | times | 30 | times | 1 | times | 1 | times | 30 | times | 1 | times | 0 | times
R: WTF
R: Buffer
R: Pickle Juice | bar: 33 to 34
R: Flush | bar: 33 to 34
Reagent E | bar: 33 to 34
Reagent F | bar: 33 to 34
Reagent G | bar: 33 to 34
Reagent H | bar: 33 to 34
Reagent I | bar: 33 to 34
Reagent J | bar: 33 to 34
Waste 1 | bar: 33 to 34
Waste 2 | bar: 33 to 34
0
Servo axis | bar: 53 to 54
R Valve axis | bar: 53 to 54
Discrete (+/-) | bar: 53 to 54
Contact I/O | bar: 53 to 54
Analog I/O | bar: 53 to 54
Digital I/O | bar: 53 to 54
0
0 |  |  | 23 | 24 | 25 | 26 | 27 | 28 | 29 | 30 | 31 | 32 | 33 | 34 | 35 | 36 | 37 | 38 | 39 | 40 | 41 | 42 | 43 | 44 | 45 | 46 | 47 | 48 | 49 | 50 | 51 | 52 | 53 | 54
|  |  | 0 | 0 | 0 | 0 | 0 | 0 | 0 | 0 | 0 | 0 | 0 | 0 | 0 | 0 | 0 | 0 | 0 | 0 | 0 | 0 | 0 | 0 | 0 | 0 | 0 | 0 | 0 | 0 | 0 | 0 | 0 | 0
Rotary motor and mount for sildes

## PHous
[5 empty] | Isolation |  | Filter |  | Filter Pump |  | Lyse, Sample Prep |  | Reagent Storage |  | Reagent Dosing |  | Transfer to AM |  | Archive | [5 empty] | Repeat | [5 empty] | Platform |  | Control
Volume, mL | 12885 |  | 0 |  | 840 |  | 1125 |  | 345 |  | 120 |  | 4280 |  | 300 |  | 947.5 |  | 187.5 |  | 0 |  | 0 |  | 830 | [5 empty] | 1180 |  | 2730
x |  |  | 0 | cu-in | 420 | ml | 562.5 | ml | 172.5 | ml | 60 | cc | 2140 | ml | 150 | cu-in | 473.75 | ml | 93.75 | ml | 0 | cc | 0 | cu-in | 415 | cc |  | 0 |  | 0 | 590 | ml | 1365
Packing density | 0.5 | dens | 2 |  | 2 |  | 2 |  | 2 |  | 2 |  | 2 |  | 2 |  | 2 |  | 2 |  | 2 |  | 2 |  | 2 | [5 empty] | 2 |  | 2
b
Dups |  |  | 0
0
Mass, kg
Output calculations
| Draft | 0 | Sequester | 0 | Isolation | 0 | Filter | 0 | Filter Pump | 0 | Lyse, Sample Prep | 0 | Reagent Storage | 0 | Reagent Dosing | 0 | Transfer to AM | 0 | Archive | 0 | Archive Preservation | 0 | Archive Storage | 0 | Repeat | 0 | Pressure Housing | 0 | Total ESP Envelop | 0 | Platform | 0 | Control | 0
Functional Req
Seq Volume
Acquisition Time
Particle Size
Filter Rate
Cross Contamination
Open Depth
Max Depth
Lysate volume
Lyse methods
Reagent number
Qty AM's
Archive methods
Qty Filter events
Qty Archive events
0
0
0
Max AUV Extension
Req'd AUV equip vol | [27 empty] | cu-in
Req'd AUV equip mass | [27 empty] | lb
AM vol | [27 empty] | cu-in
AM mass | [27 empty] | lb
0
0
0
0
0
0
0
Internal In Req
Ports |  |  | 0 | 0 | 0 | sqcm | 0 | 0 | 0 | 0 | 0 | 0 | 0 | 0 | 0 | 0 | 0 | 0 | 0 | 0 | 0 | 0 | 0 | 0 | 0 | 0 | 0 | 0 | 0 | 0 | 0 | 0 | 0 | 0
Tubing |  |  | 0 | 0 | 0 | 0 | 0 | 0 | 0 | 0 | 0 | 0 | 0 | 0 | 0 | 0 | 0 | 0 | 0 | 0 | 0 | 0 | 0 | 0 | 0 | 0 | 0 | 0 | 0 | 0 | 0 | 0 | 0 | 0
0 |  |  | 0 | 0 | 0 | 0 | 0 | 0 | 0 | 0 | 0 | 0 | 0 | 0 | 0 | 0 | 0 | 0 | 0 | 0 | 0 | 0 | 0 | 0 | 0 | 0 | 0 | 0 | 0 | 0 | 0 | 0 | 0 | 0
Pumping |  |  | 0 | 0 | 0 | 0 | 0 | 0 | 0 | 0 | 0 | 0 | 0 | 0 | 0 | 0 | 0 | 0 | 0 | 0 | 0 | 0 | 0 | 0 | 0 | 0 | 0 | 0 | 0 | 0 | 0 | 0 | 0 | 0
Valving |  |  | 0 | 0 | 0 | 0 | 0 | 0 | 0 | 0 | 0 | 0 | 0 | 0 | 0 | 0 | 0 | 0 | 0 | 0 | 0 | 0 | 0 | 0 | 0 | 0 | 0 | 0 | 0 | 0 | 0 | 0 | 0 | 0
Space | 6442.5 |  | 0 | cu-in | 420 | ml | 562.5 | ml | 172.5 | ml | 60 | cc | 2140 | ml | 150 | cu-in | 473.75 | ml | 93.75 | ml | 0 | cc | 0 | cu-in | 415 | cc | 0 | 0 | 0 | 0 | 590 | ml | 1365 | cc
Mass |  |  | 0 | lb | 0 | kg | 0 | kg | 0 | kg | 0 | lb | 0 | kg | 0 | lb | 0 | kg | 0 | kg | 0 | 0 | 0 | lb | 0 | kg | 0 | 0 | 0 | 0 | 0 | kg | 0 | lb
Max dP |  |  | 0 | 0 | 0 | 0 | 0 | 0 | 0 | 0 | 0 | 0 | 0 | 0 | 0 | 0 | 0 | 0 | 0 | 0 | 0 | 0 | 0 | 0 | 0 | 0 | 0 | 0 | 0 | 0 | 0 | 0 | 0 | 0
Lysate Vol |  |  | 0 | 0 | 0 | 0 | 0 | 0 | 0 | 0 | 0 | 0 | 0 | 0 | 0 | 0 | 0 | 0 | 0 | 0 | 0 | 0 | 0 | 0 | 0 | 0 | 0 | 0 | 0 | 0 | 0 | 0 | 0 | 0
0 |  |  | 0 | 0 | 0 | 0 | 0 | 0 | 0 | 0 | 0 | 0 | 0 | 0 | 0 | 0 | 0 | 0 | 0 | 0 | 0 | 0 | 0 | 0 | 0 | 0 | 0 | 0 | 0 | 0 | 0 | 0 | 0 | 0
Arch Type A |  |  | 0 | 0 | 0 | 0 | 0 | 0 | 0 | 0 | 0 | 0 | 0 | 0 | 0 | 0 | 0 | 0 | 0 | 0 | 0 | 0 | 0 | 0 | 0 | 0 | 0 | 0 | 0 | 0 | 0 | 0 | 0 | 0
Arch Type B |  |  | 0 | 0 | 0 | 0 | 0 | 0 | 0 | 0 | 0 | 0 | 0 | 0 | 0 | 0 | 0 | 0 | 0 | 0 | 0 | 0 | 0 | 0 | 0 | 0 | 0 | 0 | 0 | 0 | 0 | 0 | 0 | 0
Arch Type C |  |  | 0 | 0 | 0 | 0 | 0 | 0 | 0 | 0 | 0 | 0 | 0 | 0 | 0 | 0 | 0 | 0 | 0 | 0 | 0 | 0 | 0 | 0 | 0 | 0 | 0 | 0 | 0 | 0 | 0 | 0 | 0 | 0
0 |  |  | 0 | 0 | 0 | 0 | 0 | 0 | 0 | 0 | 0 | 0 | 0 | 0 | 0 | 0 | 0 | 0 | 0 | 0 | 0 | 0 | 0 | 0 | 0 | 0 | 0 | 0 | 0 | 0 | 0 | 0 | 0 | 0
Reuse |  |  | 0 | 0 | 0 | 0 | 0 | 0 | 0 | 0 | 0 | 0 | 0 | 0 | 0 | 0 | 0 | 0 | 0 | 0 | 0 | 0 | 0 | 0 | 0 | 0 | 0 | 0 | 0 | 0 | 0 | 0 | 0 | 0
Clean |  |  | 0 | 0 | 0 | 0 | 0 | 0 | 0 | 0 | 0 | 0 | 0 | 0 | 0 | 0 | 0 | 0 | 0 | 0 | 0 | 0 | 0 | 0 | 0 | 0 | 0 | 0 | 0 | 0 | 0 | 0 | 0 | 0
Replace |  |  | 0 | 0 | 0 | 0 | 0 | 0 | 0 | 0 | 0 | 0 | 0 | 0 | 0 | 0 | 0 | 0 | 0 | 0 | 0 | 0 | 0 | 0 | 0 | 0 | 0 | 0 | 0 | 0 | 0 | 0 | 0 | 0
Duplicate |  |  | 0 | 0 | 0 | 0 | 0 | 0 | 0 | 0 | 0 | 0 | 0 | 0 | 0 | 0 | 0 | 0 | 0 | 0 | 0 | 0 | 0 | 0 | 0 | 0 | 0 | 0 | 0 | 0 | 0 | 0 | 0 | 0
R: WTF |  |  | 0 | 0 | 0 | 0 | 0 | 0 | 0 | 0 | 0 | 0 | 0 | 0 | 0 | 0 | 0 | 0 | 0 | 0 | 0 | 0 | 0 | 0 | 0 | 0 | 0 | 0 | 0 | 0 | 0 | 0 | 0 | 0
R: Buffer |  |  | 0 | 0 | 0 | 0 | 0 | 0 | 0 | 0 | 0 | 0 | 0 | 0 | 0 | 0 | 0 | 0 | 0 | 0 | 0 | 0 | 0 | 0 | 0 | 0 | 0 | 0 | 0 | 0 | 0 | 0 | 0 | 0
R: Pickle Juice |  |  | 0 | 0 | 0 | 0 | 0 | 0 | 0 | 0 | 0 | 0 | 0 | 0 | 0 | 0 | 0 | 0 | 0 | 0 | 0 | 0 | 0 | 0 | 0 | 0 | 0 | 0 | 0 | 0 | 0 | 0 | 0 | 0
R: Flush |  |  | 0 | 0 | 0 | 0 | 0 | 0 | 0 | 0 | 0 | 0 | 0 | 0 | 0 | 0 | 0 | 0 | 0 | 0 | 0 | 0 | 0 | 0 | 0 | 0 | 0 | 0 | 0 | 0 | 0 | 0 | 0 | 0
Reagent E |  |  | 0 | 0 | 0 | 0 | 0 | 0 | 0 | 0 | 0 | 0 | 0 | 0 | 0 | 0 | 0 | 0 | 0 | 0 | 0 | 0 | 0 | 0 | 0 | 0 | 0 | 0 | 0 | 0 | 0 | 0 | 0 | 0
Reagent F |  |  | 0 | 0 | 0 | 0 | 0 | 0 | 0 | 0 | 0 | 0 | 0 | 0 | 0 | 0 | 0 | 0 | 0 | 0 | 0 | 0 | 0 | 0 | 0 | 0 | 0 | 0 | 0 | 0 | 0 | 0 | 0 | 0
Reagent G |  |  | 0 | 0 | 0 | 0 | 0 | 0 | 0 | 0 | 0 | 0 | 0 | 0 | 0 | 0 | 0 | 0 | 0 | 0 | 0 | 0 | 0 | 0 | 0 | 0 | 0 | 0 | 0 | 0 | 0 | 0 | 0 | 0
Reagent H |  |  | 0 | 0 | 0 | 0 | 0 | 0 | 0 | 0 | 0 | 0 | 0 | 0 | 0 | 0 | 0 | 0 | 0 | 0 | 0 | 0 | 0 | 0 | 0 | 0 | 0 | 0 | 0 | 0 | 0 | 0 | 0 | 0
Reagent I |  |  | 0 | 0 | 0 | 0 | 0 | 0 | 0 | 0 | 0 | 0 | 0 | 0 | 0 | 0 | 0 | 0 | 0 | 0 | 0 | 0 | 0 | 0 | 0 | 0 | 0 | 0 | 0 | 0 | 0 | 0 | 0 | 0
Reagent J |  |  | 0 | 0 | 0 | 0 | 0 | 0 | 0 | 0 | 0 | 0 | 0 | 0 | 0 | 0 | 0 | 0 | 0 | 0 | 0 | 0 | 0 | 0 | 0 | 0 | 0 | 0 | 0 | 0 | 0 | 0 | 0 | 0
Waste 1 |  |  | 0 | 0 | 0 | 0 | 0 | 0 | 0 | 0 | 0 | 0 | 0 | 0 | 0 | 0 | 0 | 0 | 0 | 0 | 0 | 0 | 0 | 0 | 0 | 0 | 0 | 0 | 0 | 0 | 0 | 0 | 0 | 0
Waste 2 |  |  | 0 | 0 | 0 | 0 | 0 | 0 | 0 | 0 | 0 | 0 | 0 | 0 | 0 | 0 | 0 | 0 | 0 | 0 | 0 | 0 | 0 | 0 | 0 | 0 | 0 | 0 | 0 | 0 | 0 | 0 | 0 | 0
0 |  |  | 0 | 0 | 0 | 0 | 0 | 0 | 0 | 0 | 0 | 0 | 0 | 0 | 0 | 0 | 0 | 0 | 0 | 0 | 0 | 0 | 0 | 0 | 0 | 0 | 0 | 0 | 0 | 0 | 0 | 0 | 0 | 0
Servo axis |  |  | 0 | 0 | 0 | 0 | 0 | 0 | 0 | 0 | 0 | 0 | 0 | 0 | 0 | 0 | 0 | 0 | 0 | 0 | 0 | 0 | 0 | 0 | 0 | 0 | 0 | 0 | 0 | 0 | 0 | 0 | 0 | 0
R Valve axis |  |  | 0 | 0 | 0 | 0 | 0 | 0 | 0 | 0 | 0 | 0 | 0 | 0 | 0 | 0 | 0 | 0 | 0 | 0 | 0 | 0 | 0 | 0 | 0 | 0 | 0 | 0 | 0 | 0 | 0 | 0 | 0 | 0
Discrete (+/-) |  |  | 0 | 0 | 0 | 0 | 0 | 0 | 0 | 0 | 0 | 0 | 0 | 0 | 0 | 0 | 0 | 0 | 0 | 0 | 0 | 0 | 0 | 0 | 0 | 0 | 0 | 0 | 0 | 0 | 0 | 0 | 0 | 0
Contact I/O |  |  | 0 | 0 | 0 | 0 | 0 | 0 | 0 | 0 | 0 | 0 | 0 | 0 | 0 | 0 | 0 | 0 | 0 | 0 | 0 | 0 | 0 | 0 | 0 | 0 | 0 | 0 | 0 | 0 | 0 | 0 | 0 | 0
Analog I/O |  |  | 0 | 0 | 0 | 0 | 0 | 0 | 0 | 0 | 0 | 0 | 0 | 0 | 0 | 0 | 0 | 0 | 0 | 0 | 0 | 0 | 0 | 0 | 0 | 0 | 0 | 0 | 0 | 0 | 0 | 0 | 0 | 0
Digital I/O |  |  | 0 | 0 | 0 | 0 | 0 | 0 | 0 | 0 | 0 | 0 | 0 | 0 | 0 | 0 | 0 | 0 | 0 | 0 | 0 | 0 | 0 | 0 | 0 | 0 | 0 | 0 | 0 | 0 | 0 | 0 | 0 | 0
0 |  |  | 0 | 0 | 0 | 0 | 0 | 0 | 0 | 0 | 0 | 0 | 0 | 0 | 0 | 0 | 0 | 0 | 0 | 0 | 0 | 0 | 0 | 0 | 0 | 0 | 0 | 0 | 0 | 0 | 0 | 0 | 0 | 0
0 |  |  | 25 | 26 | 27 | 28 | 29 | 30 | 31 | 32 | 33 | 34 | 35 | 36 | 37 | 38 | 39 | 40 | 41 | 42 | 43 | 44 | 45 | 46 | 47 | 48 | 49 | 50 | 51 | 52 | 53 | 54 | 55 | 56
Internal Out Req
Ports
Tubing
0
Pumping
Valving
Space |  |  | 52: cu-in
Mass | bar: 51 to 52
Max dP
Lysate Vol
0
Arch Type A
Arch Type B
Arch Type C
0
Reuse
Clean
Replace
Duplicate
R: WTF
R: Buffer
R: Pickle Juice
R: Flush
Reagent E
Reagent F
Reagent G
Reagent H
Reagent I
Reagent J
Waste 1
Waste 2
0
Servo axis
R Valve axis
Discrete (+/-)
Contact I/O
Analog I/O
Digital I/O
0
0 |  |  | 25 | 26 | 27 | 28 | 29 | 30 | 31 | 32 | 33 | 34 | 35 | 36 | 37 | 38 | 39 | 40 | 41 | 42 | 43 | 44 | 45 | 46 | 47 | 48 | 49 | 50 | 51 | 52 | 53 | 54 | 55 | 56
|  |  | 0 | 0 | 0 | 0 | 0 | 0 | 0 | 0 | 0 | 0 | 0 | 0 | 0 | 0 | 0 | 0 | 0 | 0 | 0 | 0 | 0 | 0 | 0 | 0 | 0 | 0 | 0 | 0 | 0 | 0 | 0 | 0
Housing
Volume of each function comes in, is mutiplied for the packing density.

## Whous
|  |  | Sequester | [5 empty] | Filter Pump | [21 empty] | Platform
Volume, mL | 8080 |  | 2080 |  | 0 |  | 0 |  | 960 |  | 0 |  | 0 |  | 0 |  | 0 |  | 0 |  | 0 |  | 0 |  | 0 | [5 empty] | 5040 |  | 0
x |  |  | 1040 | mL | 0 | ml | 0 | ml | 480 | ml | 0 | cc | 0 | ml | 0 | cu-in | 0 | ml | 0 | ml | 0 | cc | 0 | cu-in | 0 | cc |  | cu-in |  | 0 | 2520 | ml | 0
Packing density | 0.5 | dens | 2 |  | 2 |  | 2 |  | 2 |  | 2 |  | 2 |  | 2 |  | 2 |  | 2 |  | 2 |  | 2 |  | 2 | [5 empty] | 2 |  | 2
b
Dups |  |  | 0
0
Mass, kg
Output calculations
| Draft | 0 | Sequester | 0 | Isolation | 0 | Filter | 0 | Filter Pump | 0 | Lyse, Sample Prep | 0 | Reagent Storage | 0 | Reagent Dosing | 0 | Transfer to AM | 0 | Archive | 0 | Archive Preservation | 0 | Archive Storage | 0 | Repeat | 0 | Pressure Housing | 0 | Total ESP Envelop | 0 | Platform | 0 | Control | 0
Functional Req
Seq Volume
Acquisition Time
Particle Size
Filter Rate
Cross Contamination
Open Depth
Max Depth
Lysate volume
Lyse methods
Reagent number
Qty AM's
Archive methods
Qty Filter events
Qty Archive events
0
0
0
Max AUV Extension
Req'd AUV equip vol | [29 empty] | cu-in
Req'd AUV equip mass | [29 empty] | lb
AM vol
AM mass
0
0
0
0
0
0
0
Internal In Req
Ports |  |  | 23 | sqcm | 0 | sqcm | 0 | 0 | 0 | 0 | 0 | 0 | 0 | 0 | 0 | 0 | 0 | 0 | 0 | 0 | 0 | 0 | 0 | 0 | 0 | 0 | 0 | 0 | 0 | 0 | 0 | 0 | 0 | 0
Tubing |  |  | 0 | 0 | 0 | 0 | 0 | 0 | 0 | 0 | 0 | 0 | 0 | 0 | 0 | 0 | 0 | 0 | 0 | 0 | 0 | 0 | 0 | 0 | 0 | 0 | 0 | 0 | 0 | 0 | 0 | 0 | 0 | 0
0 |  |  | 0 | 0 | 0 | 0 | 0 | 0 | 0 | 0 | 0 | 0 | 0 | 0 | 0 | 0 | 0 | 0 | 0 | 0 | 0 | 0 | 0 | 0 | 0 | 0 | 0 | 0 | 0 | 0 | 0 | 0 | 0 | 0
Pumping |  |  | 0 | 0 | 0 | 0 | 0 | 0 | 0 | 0 | 0 | 0 | 0 | 0 | 0 | 0 | 0 | 0 | 0 | 0 | 0 | 0 | 0 | 0 | 0 | 0 | 0 | 0 | 0 | 0 | 0 | 0 | 0 | 0
Valving |  |  | 0 | 0 | 0 | 0 | 0 | 0 | 0 | 0 | 0 | 0 | 0 | 0 | 0 | 0 | 0 | 0 | 0 | 0 | 0 | 0 | 0 | 0 | 0 | 0 | 0 | 0 | 0 | 0 | 0 | 0 | 0 | 0
Space |  |  | 1040 | mL | 0 | ml | 0 | ml | 480 | ml | 0 | cc | 0 | ml | 0 | cu-in | 0 | ml | 0 | ml | 0 | cc | 0 | cu-in | 0 | cc | 0 | cu-in | 0 | 0 | 2520 | ml | 0 | cc
Mass |  |  | 0 | lb | 0 | kg | 0 | kg | 0 | kg | 0 | lb | 0 | kg | 0 | lb | 0 | kg | 0 | kg | 0 | 0 | 0 | lb | 0 | kg | 0 | lb | 0 | 0 | 0 | kg | 0 | lb
Max dP |  |  | 0 | 0 | 0 | 0 | 0 | 0 | 0 | 0 | 0 | 0 | 0 | 0 | 0 | 0 | 0 | 0 | 0 | 0 | 0 | 0 | 0 | 0 | 0 | 0 | 0 | 0 | 0 | 0 | 0 | 0 | 0 | 0
Lysate Vol |  |  | 0 | 0 | 0 | 0 | 0 | 0 | 0 | 0 | 0 | 0 | 0 | 0 | 0 | 0 | 0 | 0 | 0 | 0 | 0 | 0 | 0 | 0 | 0 | 0 | 0 | 0 | 0 | 0 | 0 | 0 | 0 | 0
0 |  |  | 0 | 0 | 0 | 0 | 0 | 0 | 0 | 0 | 0 | 0 | 0 | 0 | 0 | 0 | 0 | 0 | 0 | 0 | 0 | 0 | 0 | 0 | 0 | 0 | 0 | 0 | 0 | 0 | 0 | 0 | 0 | 0
Arch Type A |  |  | 0 | 0 | 0 | 0 | 0 | 0 | 0 | 0 | 0 | 0 | 0 | 0 | 0 | 0 | 0 | 0 | 0 | 0 | 0 | 0 | 0 | 0 | 0 | 0 | 0 | 0 | 0 | 0 | 0 | 0 | 0 | 0
Arch Type B |  |  | 0 | 0 | 0 | 0 | 0 | 0 | 0 | 0 | 0 | 0 | 0 | 0 | 0 | 0 | 0 | 0 | 0 | 0 | 0 | 0 | 0 | 0 | 0 | 0 | 0 | 0 | 0 | 0 | 0 | 0 | 0 | 0
Arch Type C |  |  | 0 | 0 | 0 | 0 | 0 | 0 | 0 | 0 | 0 | 0 | 0 | 0 | 0 | 0 | 0 | 0 | 0 | 0 | 0 | 0 | 0 | 0 | 0 | 0 | 0 | 0 | 0 | 0 | 0 | 0 | 0 | 0
0 |  |  | 0 | 0 | 0 | 0 | 0 | 0 | 0 | 0 | 0 | 0 | 0 | 0 | 0 | 0 | 0 | 0 | 0 | 0 | 0 | 0 | 0 | 0 | 0 | 0 | 0 | 0 | 0 | 0 | 0 | 0 | 0 | 0
Reuse |  |  | 0 | 0 | 0 | 0 | 0 | 0 | 0 | 0 | 0 | 0 | 0 | 0 | 0 | 0 | 0 | 0 | 0 | 0 | 0 | 0 | 0 | 0 | 0 | 0 | 0 | 0 | 0 | 0 | 0 | 0 | 0 | 0
Clean |  |  | 0 | 0 | 0 | 0 | 0 | 0 | 0 | 0 | 0 | 0 | 0 | 0 | 0 | 0 | 0 | 0 | 0 | 0 | 0 | 0 | 0 | 0 | 0 | 0 | 0 | 0 | 0 | 0 | 0 | 0 | 0 | 0
Replace |  |  | 0 | 0 | 0 | 0 | 0 | 0 | 0 | 0 | 0 | 0 | 0 | 0 | 0 | 0 | 0 | 0 | 0 | 0 | 0 | 0 | 0 | 0 | 0 | 0 | 0 | 0 | 0 | 0 | 0 | 0 | 0 | 0
Duplicate |  |  | 0 | 0 | 0 | 0 | 0 | 0 | 0 | 0 | 0 | 0 | 0 | 0 | 0 | 0 | 0 | 0 | 0 | 0 | 0 | 0 | 0 | 0 | 0 | 0 | 0 | 0 | 0 | 0 | 0 | 0 | 0 | 0
R: WTF |  |  | 0 | 0 | 0 | 0 | 0 | 0 | 0 | 0 | 0 | 0 | 0 | 0 | 0 | 0 | 0 | 0 | 0 | 0 | 0 | 0 | 0 | 0 | 0 | 0 | 0 | 0 | 0 | 0 | 0 | 0 | 0 | 0
R: Buffer |  |  | 0 | 0 | 0 | 0 | 0 | 0 | 0 | 0 | 0 | 0 | 0 | 0 | 0 | 0 | 0 | 0 | 0 | 0 | 0 | 0 | 0 | 0 | 0 | 0 | 0 | 0 | 0 | 0 | 0 | 0 | 0 | 0
R: Pickle Juice |  |  | 0 | 0 | 0 | 0 | 0 | 0 | 0 | 0 | 0 | 0 | 0 | 0 | 0 | 0 | 0 | 0 | 0 | 0 | 0 | 0 | 0 | 0 | 0 | 0 | 0 | 0 | 0 | 0 | 0 | 0 | 0 | 0
R: Flush |  |  | 0 | 0 | 0 | 0 | 0 | 0 | 0 | 0 | 0 | 0 | 0 | 0 | 0 | 0 | 0 | 0 | 0 | 0 | 0 | 0 | 0 | 0 | 0 | 0 | 0 | 0 | 0 | 0 | 0 | 0 | 0 | 0
Reagent E |  |  | 0 | 0 | 0 | 0 | 0 | 0 | 0 | 0 | 0 | 0 | 0 | 0 | 0 | 0 | 0 | 0 | 0 | 0 | 0 | 0 | 0 | 0 | 0 | 0 | 0 | 0 | 0 | 0 | 0 | 0 | 0 | 0
Reagent F |  |  | 0 | 0 | 0 | 0 | 0 | 0 | 0 | 0 | 0 | 0 | 0 | 0 | 0 | 0 | 0 | 0 | 0 | 0 | 0 | 0 | 0 | 0 | 0 | 0 | 0 | 0 | 0 | 0 | 0 | 0 | 0 | 0
Reagent G |  |  | 0 | 0 | 0 | 0 | 0 | 0 | 0 | 0 | 0 | 0 | 0 | 0 | 0 | 0 | 0 | 0 | 0 | 0 | 0 | 0 | 0 | 0 | 0 | 0 | 0 | 0 | 0 | 0 | 0 | 0 | 0 | 0
Reagent H |  |  | 0 | 0 | 0 | 0 | 0 | 0 | 0 | 0 | 0 | 0 | 0 | 0 | 0 | 0 | 0 | 0 | 0 | 0 | 0 | 0 | 0 | 0 | 0 | 0 | 0 | 0 | 0 | 0 | 0 | 0 | 0 | 0
Reagent I |  |  | 0 | 0 | 0 | 0 | 0 | 0 | 0 | 0 | 0 | 0 | 0 | 0 | 0 | 0 | 0 | 0 | 0 | 0 | 0 | 0 | 0 | 0 | 0 | 0 | 0 | 0 | 0 | 0 | 0 | 0 | 0 | 0
Reagent J |  |  | 0 | 0 | 0 | 0 | 0 | 0 | 0 | 0 | 0 | 0 | 0 | 0 | 0 | 0 | 0 | 0 | 0 | 0 | 0 | 0 | 0 | 0 | 0 | 0 | 0 | 0 | 0 | 0 | 0 | 0 | 0 | 0
Waste 1 |  |  | 0 | 0 | 0 | 0 | 0 | 0 | 0 | 0 | 0 | 0 | 0 | 0 | 0 | 0 | 0 | 0 | 0 | 0 | 0 | 0 | 0 | 0 | 0 | 0 | 0 | 0 | 0 | 0 | 0 | 0 | 0 | 0
Waste 2 |  |  | 0 | 0 | 0 | 0 | 0 | 0 | 0 | 0 | 0 | 0 | 0 | 0 | 0 | 0 | 0 | 0 | 0 | 0 | 0 | 0 | 0 | 0 | 0 | 0 | 0 | 0 | 0 | 0 | 0 | 0 | 0 | 0
0 |  |  | 0 | 0 | 0 | 0 | 0 | 0 | 0 | 0 | 0 | 0 | 0 | 0 | 0 | 0 | 0 | 0 | 0 | 0 | 0 | 0 | 0 | 0 | 0 | 0 | 0 | 0 | 0 | 0 | 0 | 0 | 0 | 0
Servo axis |  |  | 0 | 0 | 0 | 0 | 0 | 0 | 0 | 0 | 0 | 0 | 0 | 0 | 0 | 0 | 0 | 0 | 0 | 0 | 0 | 0 | 0 | 0 | 0 | 0 | 0 | 0 | 0 | 0 | 0 | 0 | 0 | 0
R Valve axis |  |  | 0 | 0 | 0 | 0 | 0 | 0 | 0 | 0 | 0 | 0 | 0 | 0 | 0 | 0 | 0 | 0 | 0 | 0 | 0 | 0 | 0 | 0 | 0 | 0 | 0 | 0 | 0 | 0 | 0 | 0 | 0 | 0
Discrete (+/-) |  |  | 0 | 0 | 0 | 0 | 0 | 0 | 0 | 0 | 0 | 0 | 0 | 0 | 0 | 0 | 0 | 0 | 0 | 0 | 0 | 0 | 0 | 0 | 0 | 0 | 0 | 0 | 0 | 0 | 0 | 0 | 0 | 0
Contact I/O |  |  | 0 | 0 | 0 | 0 | 0 | 0 | 0 | 0 | 0 | 0 | 0 | 0 | 0 | 0 | 0 | 0 | 0 | 0 | 0 | 0 | 0 | 0 | 0 | 0 | 0 | 0 | 0 | 0 | 0 | 0 | 0 | 0
Analog I/O |  |  | 0 | 0 | 0 | 0 | 0 | 0 | 0 | 0 | 0 | 0 | 0 | 0 | 0 | 0 | 0 | 0 | 0 | 0 | 0 | 0 | 0 | 0 | 0 | 0 | 0 | 0 | 0 | 0 | 0 | 0 | 0 | 0
Digital I/O |  |  | 0 | 0 | 0 | 0 | 0 | 0 | 0 | 0 | 0 | 0 | 0 | 0 | 0 | 0 | 0 | 0 | 0 | 0 | 0 | 0 | 0 | 0 | 0 | 0 | 0 | 0 | 0 | 0 | 0 | 0 | 0 | 0
0 |  |  | 0 | 0 | 0 | 0 | 0 | 0 | 0 | 0 | 0 | 0 | 0 | 0 | 0 | 0 | 0 | 0 | 0 | 0 | 0 | 0 | 0 | 0 | 0 | 0 | 0 | 0 | 0 | 0 | 0 | 0 | 0 | 0
0 |  |  | 27 | 28 | 29 | 30 | 31 | 32 | 33 | 34 | 35 | 36 | 37 | 38 | 39 | 40 | 41 | 42 | 43 | 44 | 45 | 46 | 47 | 48 | 49 | 50 | 51 | 52 | 53 | 54 | 55 | 56 | 57 | 58
Internal Out Req
Ports
Tubing
0
Pumping
Valving
Space
Mass
Max dP
Lysate Vol
0
Arch Type A
Arch Type B
Arch Type C
0
Reuse
Clean
Replace
Duplicate
R: WTF
R: Buffer
R: Pickle Juice
R: Flush
Reagent E
Reagent F
Reagent G
Reagent H
Reagent I
Reagent J
Waste 1
Waste 2
0
Servo axis
R Valve axis
Discrete (+/-)
Contact I/O
Analog I/O
Digital I/O
0
0 |  |  | 27 | 28 | 29 | 30 | 31 | 32 | 33 | 34 | 35 | 36 | 37 | 38 | 39 | 40 | 41 | 42 | 43 | 44 | 45 | 46 | 47 | 48 | 49 | 50 | 51 | 52 | 53 | 54 | 55 | 56 | 57 | 58
|  |  | 0 | 0 | 0 | 0 | 0 | 0 | 0 | 0 | 0 | 0 | 0 | 0 | 0 | 0 | 0 | 0 | 0 | 0 | 0 | 0 | 0 | 0 | 0 | 0 | 0 | 0 | 0 | 0 | 0 | 0 | 0 | 0
Wet Housing
Volume of each function comes in, is mutiplied for the packing density.

## Plat
|  |  | ISUS | 0 | DVL |  | Compass |  | CTD
Dry Volume, mL | 590 |  | 370 |  | 120 |  | 50 |  | 50 |  | 0 |  | 0 |  | 0 |  | 0 |  | 0 |  | 0 |  | 0 |  | 0 | [5 empty] | 0 |  | 0
Connector |  |  | 50 |  | 50 |  | 50 |  | 50
Harness |  |  | 20 |  | 70
body |  |  | 300
0
Wet Nose, mL | 2520 |  | 250 |  | 570 |  | 600 |  | 1100
Connector |  |  | 50 |  | 50 |  | 50 |  | 50
Cable |  |  | 100 |  | 20 |  | 50 |  | 50
Body |  |  | 100 |  | 500 |  | 500 |  | 1000
| Draft | 0 | Sequester | 0 | Isolation | 0 | Filter | 0 | Filter Pump | 0 | Lyse, Sample Prep | 0 | Reagent Storage | 0 | Reagent Dosing | 0 | Transfer to AM | 0 | Archive | 0 | Archive Preservation | 0 | Archive Storage | 0 | Repeat | 0 | Pressure Housing | 0 | Total ESP Envelop | 0 | Platform | 0 | Control | 0
Functional Req
Seq Volume
Acquisition Time
Particle Size
Filter Rate
Cross Contamination
Open Depth
Max Depth
Lysate volume
Lyse methods
Reagent number
Qty AM's
Archive methods
Qty Filter events
Qty Archive events
0
0
0
Max AUV Extension
Req'd AUV equip vol | [31 empty] | cu-in
Req'd AUV equip mass | [31 empty] | lb
AM vol
AM mass
0
0
0
0
0
0
0
Internal In Req
Ports |  |  | 0 | 0 | 0 | 0 | 0 | 0 | 0 | 0 | 0 | 0 | 0 | 0 | 0 | 0 | 0 | 0 | 0 | 0 | 0 | 0 | 0 | 0 | 0 | 0 | 0 | 0 | 0 | 0 | 0 | 0 | 0 | 0
Tubing |  |  | 0 | 0 | 0 | 0 | 0 | 0 | 0 | 0 | 0 | 0 | 0 | 0 | 0 | 0 | 0 | 0 | 0 | 0 | 0 | 0 | 0 | 0 | 0 | 0 | 0 | 0 | 0 | 0 | 0 | 0 | 0 | 0
0 |  |  | 0 | 0 | 0 | 0 | 0 | 0 | 0 | 0 | 0 | 0 | 0 | 0 | 0 | 0 | 0 | 0 | 0 | 0 | 0 | 0 | 0 | 0 | 0 | 0 | 0 | 0 | 0 | 0 | 0 | 0 | 0 | 0
Pumping |  |  | 0 | 0 | 0 | 0 | 0 | 0 | 0 | 0 | 0 | 0 | 0 | 0 | 0 | 0 | 0 | 0 | 0 | 0 | 0 | 0 | 0 | 0 | 0 | 0 | 0 | 0 | 0 | 0 | 0 | 0 | 0 | 0
Valving |  |  | 0 | 0 | 0 | 0 | 0 | 0 | 0 | 0 | 0 | 0 | 0 | 0 | 0 | 0 | 0 | 0 | 0 | 0 | 0 | 0 | 0 | 0 | 0 | 0 | 0 | 0 | 0 | 0 | 0 | 0 | 0 | 0
Space |  |  | 0 | 0 | 0 | 0 | 0 | 0 | 0 | 0 | 0 | 0 | 0 | 0 | 0 | 0 | 0 | 0 | 0 | 0 | 0 | 0 | 0 | 0 | 0 | 0 | 0 | 0 | 0 | 0 | 0 | 0 | 0 | 0
Mass |  |  | 0 | 0 | 0 | 0 | 0 | 0 | 0 | 0 | 0 | 0 | 0 | 0 | 0 | 0 | 0 | 0 | 0 | 0 | 0 | 0 | 0 | 0 | 0 | 0 | 0 | 0 | 0 | 0 | 0 | 0 | 0 | 0
Max dP |  |  | 0 | 0 | 0 | 0 | 0 | 0 | 0 | 0 | 0 | 0 | 0 | 0 | 0 | 0 | 0 | 0 | 0 | 0 | 0 | 0 | 0 | 0 | 0 | 0 | 0 | 0 | 0 | 0 | 0 | 0 | 0 | 0
Lysate Vol |  |  | 0 | 0 | 0 | 0 | 0 | 0 | 0 | 0 | 0 | 0 | 0 | 0 | 0 | 0 | 0 | 0 | 0 | 0 | 0 | 0 | 0 | 0 | 0 | 0 | 0 | 0 | 0 | 0 | 0 | 0 | 0 | 0
0 |  |  | 0 | 0 | 0 | 0 | 0 | 0 | 0 | 0 | 0 | 0 | 0 | 0 | 0 | 0 | 0 | 0 | 0 | 0 | 0 | 0 | 0 | 0 | 0 | 0 | 0 | 0 | 0 | 0 | 0 | 0 | 0 | 0
Arch Type A |  |  | 0 | 0 | 0 | 0 | 0 | 0 | 0 | 0 | 0 | 0 | 0 | 0 | 0 | 0 | 0 | 0 | 0 | 0 | 0 | 0 | 0 | 0 | 0 | 0 | 0 | 0 | 0 | 0 | 0 | 0 | 0 | 0
Arch Type B |  |  | 0 | 0 | 0 | 0 | 0 | 0 | 0 | 0 | 0 | 0 | 0 | 0 | 0 | 0 | 0 | 0 | 0 | 0 | 0 | 0 | 0 | 0 | 0 | 0 | 0 | 0 | 0 | 0 | 0 | 0 | 0 | 0
Arch Type C |  |  | 0 | 0 | 0 | 0 | 0 | 0 | 0 | 0 | 0 | 0 | 0 | 0 | 0 | 0 | 0 | 0 | 0 | 0 | 0 | 0 | 0 | 0 | 0 | 0 | 0 | 0 | 0 | 0 | 0 | 0 | 0 | 0
0 |  |  | 0 | 0 | 0 | 0 | 0 | 0 | 0 | 0 | 0 | 0 | 0 | 0 | 0 | 0 | 0 | 0 | 0 | 0 | 0 | 0 | 0 | 0 | 0 | 0 | 0 | 0 | 0 | 0 | 0 | 0 | 0 | 0
Reuse |  |  | 0 | 0 | 0 | 0 | 0 | 0 | 0 | 0 | 0 | 0 | 0 | 0 | 0 | 0 | 0 | 0 | 0 | 0 | 0 | 0 | 0 | 0 | 0 | 0 | 0 | 0 | 0 | 0 | 0 | 0 | 0 | 0
Clean |  |  | 0 | 0 | 0 | 0 | 0 | 0 | 0 | 0 | 0 | 0 | 0 | 0 | 0 | 0 | 0 | 0 | 0 | 0 | 0 | 0 | 0 | 0 | 0 | 0 | 0 | 0 | 0 | 0 | 0 | 0 | 0 | 0
Replace |  |  | 0 | 0 | 0 | 0 | 0 | 0 | 0 | 0 | 0 | 0 | 0 | 0 | 0 | 0 | 0 | 0 | 0 | 0 | 0 | 0 | 0 | 0 | 0 | 0 | 0 | 0 | 0 | 0 | 0 | 0 | 0 | 0
Duplicate |  |  | 0 | 0 | 0 | 0 | 0 | 0 | 0 | 0 | 0 | 0 | 0 | 0 | 0 | 0 | 0 | 0 | 0 | 0 | 0 | 0 | 0 | 0 | 0 | 0 | 0 | 0 | 0 | 0 | 0 | 0 | 0 | 0
R: WTF |  |  | 0 | 0 | 0 | 0 | 0 | 0 | 0 | 0 | 0 | 0 | 0 | 0 | 0 | 0 | 0 | 0 | 0 | 0 | 0 | 0 | 0 | 0 | 0 | 0 | 0 | 0 | 0 | 0 | 0 | 0 | 0 | 0
R: Buffer |  |  | 0 | 0 | 0 | 0 | 0 | 0 | 0 | 0 | 0 | 0 | 0 | 0 | 0 | 0 | 0 | 0 | 0 | 0 | 0 | 0 | 0 | 0 | 0 | 0 | 0 | 0 | 0 | 0 | 0 | 0 | 0 | 0
R: Pickle Juice |  |  | 0 | 0 | 0 | 0 | 0 | 0 | 0 | 0 | 0 | 0 | 0 | 0 | 0 | 0 | 0 | 0 | 0 | 0 | 0 | 0 | 0 | 0 | 0 | 0 | 0 | 0 | 0 | 0 | 0 | 0 | 0 | 0
R: Flush |  |  | 0 | 0 | 0 | 0 | 0 | 0 | 0 | 0 | 0 | 0 | 0 | 0 | 0 | 0 | 0 | 0 | 0 | 0 | 0 | 0 | 0 | 0 | 0 | 0 | 0 | 0 | 0 | 0 | 0 | 0 | 0 | 0
Reagent E |  |  | 0 | 0 | 0 | 0 | 0 | 0 | 0 | 0 | 0 | 0 | 0 | 0 | 0 | 0 | 0 | 0 | 0 | 0 | 0 | 0 | 0 | 0 | 0 | 0 | 0 | 0 | 0 | 0 | 0 | 0 | 0 | 0
Reagent F |  |  | 0 | 0 | 0 | 0 | 0 | 0 | 0 | 0 | 0 | 0 | 0 | 0 | 0 | 0 | 0 | 0 | 0 | 0 | 0 | 0 | 0 | 0 | 0 | 0 | 0 | 0 | 0 | 0 | 0 | 0 | 0 | 0
Reagent G |  |  | 0 | 0 | 0 | 0 | 0 | 0 | 0 | 0 | 0 | 0 | 0 | 0 | 0 | 0 | 0 | 0 | 0 | 0 | 0 | 0 | 0 | 0 | 0 | 0 | 0 | 0 | 0 | 0 | 0 | 0 | 0 | 0
Reagent H |  |  | 0 | 0 | 0 | 0 | 0 | 0 | 0 | 0 | 0 | 0 | 0 | 0 | 0 | 0 | 0 | 0 | 0 | 0 | 0 | 0 | 0 | 0 | 0 | 0 | 0 | 0 | 0 | 0 | 0 | 0 | 0 | 0
Reagent I |  |  | 0 | 0 | 0 | 0 | 0 | 0 | 0 | 0 | 0 | 0 | 0 | 0 | 0 | 0 | 0 | 0 | 0 | 0 | 0 | 0 | 0 | 0 | 0 | 0 | 0 | 0 | 0 | 0 | 0 | 0 | 0 | 0
Reagent J |  |  | 0 | 0 | 0 | 0 | 0 | 0 | 0 | 0 | 0 | 0 | 0 | 0 | 0 | 0 | 0 | 0 | 0 | 0 | 0 | 0 | 0 | 0 | 0 | 0 | 0 | 0 | 0 | 0 | 0 | 0 | 0 | 0
Waste 1 |  |  | 0 | 0 | 0 | 0 | 0 | 0 | 0 | 0 | 0 | 0 | 0 | 0 | 0 | 0 | 0 | 0 | 0 | 0 | 0 | 0 | 0 | 0 | 0 | 0 | 0 | 0 | 0 | 0 | 0 | 0 | 0 | 0
Waste 2 |  |  | 0 | 0 | 0 | 0 | 0 | 0 | 0 | 0 | 0 | 0 | 0 | 0 | 0 | 0 | 0 | 0 | 0 | 0 | 0 | 0 | 0 | 0 | 0 | 0 | 0 | 0 | 0 | 0 | 0 | 0 | 0 | 0
0 |  |  | 0 | 0 | 0 | 0 | 0 | 0 | 0 | 0 | 0 | 0 | 0 | 0 | 0 | 0 | 0 | 0 | 0 | 0 | 0 | 0 | 0 | 0 | 0 | 0 | 0 | 0 | 0 | 0 | 0 | 0 | 0 | 0
Servo axis |  |  | 0 | 0 | 0 | 0 | 0 | 0 | 0 | 0 | 0 | 0 | 0 | 0 | 0 | 0 | 0 | 0 | 0 | 0 | 0 | 0 | 0 | 0 | 0 | 0 | 0 | 0 | 0 | 0 | 0 | 0 | 0 | 0
R Valve axis |  |  | 0 | 0 | 0 | 0 | 0 | 0 | 0 | 0 | 0 | 0 | 0 | 0 | 0 | 0 | 0 | 0 | 0 | 0 | 0 | 0 | 0 | 0 | 0 | 0 | 0 | 0 | 0 | 0 | 0 | 0 | 0 | 0
Discrete (+/-) |  |  | 0 | 0 | 0 | 0 | 0 | 0 | 0 | 0 | 0 | 0 | 0 | 0 | 0 | 0 | 0 | 0 | 0 | 0 | 0 | 0 | 0 | 0 | 0 | 0 | 0 | 0 | 0 | 0 | 0 | 0 | 0 | 0
Contact I/O |  |  | 0 | 0 | 0 | 0 | 0 | 0 | 0 | 0 | 0 | 0 | 0 | 0 | 0 | 0 | 0 | 0 | 0 | 0 | 0 | 0 | 0 | 0 | 0 | 0 | 0 | 0 | 0 | 0 | 0 | 0 | 0 | 0
Analog I/O |  |  | 0 | 0 | 0 | 0 | 0 | 0 | 0 | 0 | 0 | 0 | 0 | 0 | 0 | 0 | 0 | 0 | 0 | 0 | 0 | 0 | 0 | 0 | 0 | 0 | 0 | 0 | 0 | 0 | 0 | 0 | 0 | 0
Digital I/O |  |  | 0 | 0 | 0 | 0 | 0 | 0 | 0 | 0 | 0 | 0 | 0 | 0 | 0 | 0 | 0 | 0 | 0 | 0 | 0 | 0 | 0 | 0 | 0 | 0 | 0 | 0 | 0 | 0 | 0 | 0 | 0 | 0
0 |  |  | 0 | 0 | 0 | 0 | 0 | 0 | 0 | 0 | 0 | 0 | 0 | 0 | 0 | 0 | 0 | 0 | 0 | 0 | 0 | 0 | 0 | 0 | 0 | 0 | 0 | 0 | 0 | 0 | 0 | 0 | 0 | 0
0 |  |  | 29 | 30 | 31 | 32 | 33 | 34 | 35 | 36 | 37 | 38 | 39 | 40 | 41 | 42 | 43 | 44 | 45 | 46 | 47 | 48 | 49 | 50 | 51 | 52 | 53 | 54 | 55 | 56 | 57 | 58 | 59 | 60
Internal Out Req
Ports
Tubing
0
Pumping
Valving
Space |  |  | 53: 590; 54: ml; 55: 2520; 56: ml
Mass | bar: 53 to 56
Max dP
Lysate Vol
0
Arch Type A
Arch Type B
Arch Type C
0
Reuse
Clean
Replace
Duplicate
R: WTF
R: Buffer
R: Pickle Juice
R: Flush
Reagent E
Reagent F
Reagent G
Reagent H
Reagent I
Reagent J
Waste 1
Waste 2
0
Servo axis
R Valve axis
Discrete (+/-)
Contact I/O
Analog I/O
Digital I/O
0
0 |  |  | 29 | 30 | 31 | 32 | 33 | 34 | 35 | 36 | 37 | 38 | 39 | 40 | 41 | 42 | 43 | 44 | 45 | 46 | 47 | 48 | 49 | 50 | 51 | 52 | 53 | 54 | 55 | 56 | 57 | 58 | 59 | 60
|  |  | 0 | 0 | 0 | 0 | 0 | 0 | 0 | 0 | 0 | 0 | 0 | 0 | 0 | 0 | 0 | 0 | 0 | 0 | 0 | 0 | 0 | 0 | 0 | 0 | 0 | 0 | 0 | 0 | 0 | 0 | 0 | 0
Platform
Volume /mass of each platform device, interface or context sensor that consumes ESP budget.

## Control
|  |  | Dwarves |  | R-valve |  | Servo Harnesses |  | Rvalve Harness |  | Discrete Harness |  | Contact I/O Harness |  | Analog I/O Harness |  | Digital I/O Harness
Volume, mL | 1365 |  | 540 |  | 360 |  | 96 |  | 0 |  | 113.4 |  | 8.1 |  | 240 |  | 7.5
x |  |  | 3 |  | 2 |  | 5 |  | 0 |  | 42 |  | 3 |  | 32 |  | 1
m |  |  | 180 | cc | 180 | cc | 19.2 | cc | 19.2 | cc | 2.7 | cc | 2.7 | cc | 7.5 | cc | 7.5 | cc
b
Min for S Axis |  |  | 3
Min for Rvalve |  |  | 0 |  | 0
Min for Discrete |  |  |  |  | 2
Mass, kg
Output calculations
Servo axis |  |  | 1 |  | 0 |  | 0 |  | 1 |  | 0 |  | 0 |  | 2 |  | 0 |  | 0 |  | 0 |  | 0 |  | 1 |  | 0 |  | 0 |  | 0 |  | 5
R Valve axis |  |  | 0 |  | 0 |  | 0 |  | 0 |  | 0 |  | 0 |  | 0 |  | 0 |  | 0 |  | 0 |  | 0 |  | 0 |  | 0 |  | 0 |  | 0 |  | 0
Discrete (+/-) |  |  | 1 |  | 32 |  | 0 |  | 0 |  | 0 |  | 0 |  | 6 |  | 3 |  | 0 |  | 0 |  | 0 |  | 0 |  | 0 |  | 0 |  | 0 |  | 42
Contact I/O |  |  | 1 |  | 2 |  | 0 |  | 0 |  | 0 |  | 0 |  | 0 |  | 0 |  | 0 |  | 0 |  | 0 |  | 0 |  | 0 |  | 0 |  | 0 |  | 3
Analog I/O |  |  | 0 |  | 0 |  | 0 |  | 2 |  | 30 |  | 0 |  | 0 |  | 0 |  | 0 |  | 0 |  | 0 |  | 0 |  | 0 |  | 0 |  | 0 |  | 32
Digital I/O |  |  | 0 |  | 0 |  | 0 |  | 0 |  | 0 |  | 0 |  | 0 |  | 0 |  | 0 |  | 0 |  | 0 |  | 1 |  | 0 |  | 0 |  | 0 |  | 1
0
0
| Draft | 0 | Sequester | 0 | Isolation | 0 | Filter | 0 | Filter Pump | 0 | Lyse, Sample Prep | 0 | Reagent Storage | 0 | Reagent Dosing | 0 | Transfer to AM | 0 | Archive | 0 | Archive Preservation | 0 | Archive Storage | 0 | Repeat | 0 | Pressure Housing | 0 | Total ESP Envelop | 0 | Platform | 0 | Control | 0
Functional Req
Seq Volume
Acquisition Time
Particle Size
Filter Rate
Cross Contamination
Open Depth
Max Depth
Lysate volume
Lyse methods
Reagent number
Qty AM's
Archive methods
Qty Filter events
Qty Archive events
0
0
0
Max AUV Extension
Req'd AUV equip vol
Req'd AUV equip mass
AM vol
AM mass
0
0
0
0
0
0
0
Internal In Req
Ports |  |  | 0 | 0 | 0 | 0 | 0 | 0 | 0 | 0 | 0 | 0 | 0 | 0 | 0 | 0 | 0 | 0 | 0 | 0 | 0 | 0 | 0 | 0 | 0 | 0 | 0 | 0 | 0 | 0 | 0 | 0 | 0 | 0
Tubing |  |  | 0 | 0 | 0 | 0 | 0 | 0 | 0 | 0 | 0 | 0 | 0 | 0 | 0 | 0 | 0 | 0 | 0 | 0 | 0 | 0 | 0 | 0 | 0 | 0 | 0 | 0 | 0 | 0 | 0 | 0 | 0 | 0
0 |  |  | 0 | 0 | 0 | 0 | 0 | 0 | 0 | 0 | 0 | 0 | 0 | 0 | 0 | 0 | 0 | 0 | 0 | 0 | 0 | 0 | 0 | 0 | 0 | 0 | 0 | 0 | 0 | 0 | 0 | 0 | 0 | 0
Pumping |  |  | 0 | 0 | 0 | 0 | 0 | 0 | 0 | 0 | 0 | 0 | 0 | 0 | 0 | 0 | 0 | 0 | 0 | 0 | 0 | 0 | 0 | 0 | 0 | 0 | 0 | 0 | 0 | 0 | 0 | 0 | 0 | 0
Valving |  |  | 0 | 0 | 0 | 0 | 0 | 0 | 0 | 0 | 0 | 0 | 0 | 0 | 0 | 0 | 0 | 0 | 0 | 0 | 0 | 0 | 0 | 0 | 0 | 0 | 0 | 0 | 0 | 0 | 0 | 0 | 0 | 0
Space |  |  | 0 | 0 | 0 | 0 | 0 | 0 | 0 | 0 | 0 | 0 | 0 | 0 | 0 | 0 | 0 | 0 | 0 | 0 | 0 | 0 | 0 | 0 | 0 | 0 | 0 | 0 | 0 | 0 | 0 | 0 | 0 | 0
Mass |  |  | 0 | 0 | 0 | 0 | 0 | 0 | 0 | 0 | 0 | 0 | 0 | 0 | 0 | 0 | 0 | 0 | 0 | 0 | 0 | 0 | 0 | 0 | 0 | 0 | 0 | 0 | 0 | 0 | 0 | 0 | 0 | 0
Max dP |  |  | 0 | 0 | 0 | 0 | 0 | 0 | 0 | 0 | 0 | 0 | 0 | 0 | 0 | 0 | 0 | 0 | 0 | 0 | 0 | 0 | 0 | 0 | 0 | 0 | 0 | 0 | 0 | 0 | 0 | 0 | 0 | 0
Lysate Vol |  |  | 0 | 0 | 0 | 0 | 0 | 0 | 0 | 0 | 0 | 0 | 0 | 0 | 0 | 0 | 0 | 0 | 0 | 0 | 0 | 0 | 0 | 0 | 0 | 0 | 0 | 0 | 0 | 0 | 0 | 0 | 0 | 0
0 |  |  | 0 | 0 | 0 | 0 | 0 | 0 | 0 | 0 | 0 | 0 | 0 | 0 | 0 | 0 | 0 | 0 | 0 | 0 | 0 | 0 | 0 | 0 | 0 | 0 | 0 | 0 | 0 | 0 | 0 | 0 | 0 | 0
Arch Type A |  |  | 0 | 0 | 0 | 0 | 0 | 0 | 0 | 0 | 0 | 0 | 0 | 0 | 0 | 0 | 0 | 0 | 0 | 0 | 0 | 0 | 0 | 0 | 0 | 0 | 0 | 0 | 0 | 0 | 0 | 0 | 0 | 0
Arch Type B |  |  | 0 | 0 | 0 | 0 | 0 | 0 | 0 | 0 | 0 | 0 | 0 | 0 | 0 | 0 | 0 | 0 | 0 | 0 | 0 | 0 | 0 | 0 | 0 | 0 | 0 | 0 | 0 | 0 | 0 | 0 | 0 | 0
Arch Type C |  |  | 0 | 0 | 0 | 0 | 0 | 0 | 0 | 0 | 0 | 0 | 0 | 0 | 0 | 0 | 0 | 0 | 0 | 0 | 0 | 0 | 0 | 0 | 0 | 0 | 0 | 0 | 0 | 0 | 0 | 0 | 0 | 0
0 |  |  | 0 | 0 | 0 | 0 | 0 | 0 | 0 | 0 | 0 | 0 | 0 | 0 | 0 | 0 | 0 | 0 | 0 | 0 | 0 | 0 | 0 | 0 | 0 | 0 | 0 | 0 | 0 | 0 | 0 | 0 | 0 | 0
Reuse |  |  | 0 | 0 | 0 | 0 | 0 | 0 | 0 | 0 | 0 | 0 | 0 | 0 | 0 | 0 | 0 | 0 | 0 | 0 | 0 | 0 | 0 | 0 | 0 | 0 | 0 | 0 | 0 | 0 | 0 | 0 | 0 | 0
Clean |  |  | 0 | 0 | 0 | 0 | 0 | 0 | 0 | 0 | 0 | 0 | 0 | 0 | 0 | 0 | 0 | 0 | 0 | 0 | 0 | 0 | 0 | 0 | 0 | 0 | 0 | 0 | 0 | 0 | 0 | 0 | 0 | 0
Replace |  |  | 0 | 0 | 0 | 0 | 0 | 0 | 0 | 0 | 0 | 0 | 0 | 0 | 0 | 0 | 0 | 0 | 0 | 0 | 0 | 0 | 0 | 0 | 0 | 0 | 0 | 0 | 0 | 0 | 0 | 0 | 0 | 0
Duplicate |  |  | 0 | 0 | 0 | 0 | 0 | 0 | 0 | 0 | 0 | 0 | 0 | 0 | 0 | 0 | 0 | 0 | 0 | 0 | 0 | 0 | 0 | 0 | 0 | 0 | 0 | 0 | 0 | 0 | 0 | 0 | 0 | 0
R: WTF |  |  | 0 | 0 | 0 | 0 | 0 | 0 | 0 | 0 | 0 | 0 | 0 | 0 | 0 | 0 | 0 | 0 | 0 | 0 | 0 | 0 | 0 | 0 | 0 | 0 | 0 | 0 | 0 | 0 | 0 | 0 | 0 | 0
R: Buffer |  |  | 0 | 0 | 0 | 0 | 0 | 0 | 0 | 0 | 0 | 0 | 0 | 0 | 0 | 0 | 0 | 0 | 0 | 0 | 0 | 0 | 0 | 0 | 0 | 0 | 0 | 0 | 0 | 0 | 0 | 0 | 0 | 0
R: Pickle Juice |  |  | 0 | 0 | 0 | 0 | 0 | 0 | 0 | 0 | 0 | 0 | 0 | 0 | 0 | 0 | 0 | 0 | 0 | 0 | 0 | 0 | 0 | 0 | 0 | 0 | 0 | 0 | 0 | 0 | 0 | 0 | 0 | 0
R: Flush |  |  | 0 | 0 | 0 | 0 | 0 | 0 | 0 | 0 | 0 | 0 | 0 | 0 | 0 | 0 | 0 | 0 | 0 | 0 | 0 | 0 | 0 | 0 | 0 | 0 | 0 | 0 | 0 | 0 | 0 | 0 | 0 | 0
Reagent E |  |  | 0 | 0 | 0 | 0 | 0 | 0 | 0 | 0 | 0 | 0 | 0 | 0 | 0 | 0 | 0 | 0 | 0 | 0 | 0 | 0 | 0 | 0 | 0 | 0 | 0 | 0 | 0 | 0 | 0 | 0 | 0 | 0
Reagent F |  |  | 0 | 0 | 0 | 0 | 0 | 0 | 0 | 0 | 0 | 0 | 0 | 0 | 0 | 0 | 0 | 0 | 0 | 0 | 0 | 0 | 0 | 0 | 0 | 0 | 0 | 0 | 0 | 0 | 0 | 0 | 0 | 0
Reagent G |  |  | 0 | 0 | 0 | 0 | 0 | 0 | 0 | 0 | 0 | 0 | 0 | 0 | 0 | 0 | 0 | 0 | 0 | 0 | 0 | 0 | 0 | 0 | 0 | 0 | 0 | 0 | 0 | 0 | 0 | 0 | 0 | 0
Reagent H |  |  | 0 | 0 | 0 | 0 | 0 | 0 | 0 | 0 | 0 | 0 | 0 | 0 | 0 | 0 | 0 | 0 | 0 | 0 | 0 | 0 | 0 | 0 | 0 | 0 | 0 | 0 | 0 | 0 | 0 | 0 | 0 | 0
Reagent I |  |  | 0 | 0 | 0 | 0 | 0 | 0 | 0 | 0 | 0 | 0 | 0 | 0 | 0 | 0 | 0 | 0 | 0 | 0 | 0 | 0 | 0 | 0 | 0 | 0 | 0 | 0 | 0 | 0 | 0 | 0 | 0 | 0
Reagent J |  |  | 0 | 0 | 0 | 0 | 0 | 0 | 0 | 0 | 0 | 0 | 0 | 0 | 0 | 0 | 0 | 0 | 0 | 0 | 0 | 0 | 0 | 0 | 0 | 0 | 0 | 0 | 0 | 0 | 0 | 0 | 0 | 0
Waste 1 |  |  | 0 | 0 | 0 | 0 | 0 | 0 | 0 | 0 | 0 | 0 | 0 | 0 | 0 | 0 | 0 | 0 | 0 | 0 | 0 | 0 | 0 | 0 | 0 | 0 | 0 | 0 | 0 | 0 | 0 | 0 | 0 | 0
Waste 2 |  |  | 0 | 0 | 0 | 0 | 0 | 0 | 0 | 0 | 0 | 0 | 0 | 0 | 0 | 0 | 0 | 0 | 0 | 0 | 0 | 0 | 0 | 0 | 0 | 0 | 0 | 0 | 0 | 0 | 0 | 0 | 0 | 0
0 |  |  | 0 | 0 | 0 | 0 | 0 | 0 | 0 | 0 | 0 | 0 | 0 | 0 | 0 | 0 | 0 | 0 | 0 | 0 | 0 | 0 | 0 | 0 | 0 | 0 | 0 | 0 | 0 | 0 | 0 | 0 | 0 | 0
Servo axis |  |  | 1 | ea | 0 | ea | 0 | 0 | 1 | ea | 0 | ea | 0 | 0 | 2 | ea | 0 | ea | 0 | 0 | 0 | ea | 0 | 0 | 1 | ea | 0 | 0 | 0 | 0 | 0 | 0 | 0 | 0
R Valve axis |  |  | 0 | ea | 0 | ea | 0 | 0 | 0 | ea | 0 | ea | 0 | 0 | 0 | ea | 0 | ea | 0 | 0 | 0 | ea | 0 | 0 | 0 | ea | 0 | 0 | 0 | 0 | 0 | 0 | 0 | 0
Discrete (+/-) |  |  | 1 | ea | 32 | ea | 0 | 0 | 0 | ea | 0 | ea | 0 | 0 | 6 | ea | 3 | ea | 0 | 0 | 0 | ea | 0 | 0 | 0 | ea | 0 | 0 | 0 | 0 | 0 | 0 | 0 | 0
Contact I/O |  |  | 1 | ea | 2 | ea | 0 | 0 | 0 | ea | 0 | ea | 0 | 0 | 0 | ea | 0 | ea | 0 | 0 | 0 | ea | 0 | 0 | 0 | ea | 0 | 0 | 0 | 0 | 0 | 0 | 0 | 0
Analog I/O |  |  | 0 | ea | 0 | ea | 0 | 0 | 2 | ea | 30 | ea | 0 | 0 | 0 | ea | 0 | ea | 0 | 0 | 0 | ea | 0 | 0 | 0 | ea | 0 | 0 | 0 | 0 | 0 | 0 | 0 | 0
Digital I/O |  |  | 0 | ea | 0 | ea | 0 | 0 | 0 | ea | 0 | ea | 0 | 0 | 0 | ea | 0 | ea | 0 | 0 | 0 | ea | 0 | 0 | 1 | ea | 0 | 0 | 0 | 0 | 0 | 0 | 0 | 0
0 |  |  | 0 | 0 | 0 | 0 | 0 | 0 | 0 | 0 | 0 | 0 | 0 | 0 | 0 | 0 | 0 | 0 | 0 | 0 | 0 | 0 | 0 | 0 | 0 | 0 | 0 | 0 | 0 | 0 | 0 | 0 | 0 | 0
0 |  |  | 31 | 32 | 33 | 34 | 35 | 36 | 37 | 38 | 39 | 40 | 41 | 42 | 43 | 44 | 45 | 46 | 47 | 48 | 49 | 50 | 51 | 52 | 53 | 54 | 55 | 56 | 57 | 58 | 59 | 60 | 61 | 62
Internal Out Req
Ports
Tubing
0
Pumping
Valving
Space |  |  | 55: 1365; 56: cc; 58: cc
Mass | bar: 55 to 58
Max dP
Lysate Vol
0
Arch Type A
Arch Type B
Arch Type C
0
Reuse
Clean
Replace
Duplicate
R: WTF
R: Buffer
R: Pickle Juice
R: Flush
Reagent E
Reagent F
Reagent G
Reagent H
Reagent I
Reagent J
Waste 1
Waste 2
0
Servo axis
R Valve axis
Discrete (+/-)
Contact I/O
Analog I/O
Digital I/O
0
0 |  |  | 31 | 32 | 33 | 34 | 35 | 36 | 37 | 38 | 39 | 40 | 41 | 42 | 43 | 44 | 45 | 46 | 47 | 48 | 49 | 50 | 51 | 52 | 53 | 54 | 55 | 56 | 57 | 58 | 59 | 60 | 61 | 62
|  |  | 0 | 0 | 0 | 0 | 0 | 0 | 0 | 0 | 0 | 0 | 0 | 0 | 0 | 0 | 0 | 0 | 0 | 0 | 0 | 0 | 0 | 0 | 0 | 0 | 0 | 0 | 0 | 0 | 0 | 0 | 0 | 0
Control
Cards and cable harnesses inside the dry housing.
Also sensors